## Sheet1 (hidden)
[10 empty] | JAN 2014 |  | FEB 2014 |  | MAR 2014 |  | APR 2014 |  | MAY 2014 |  | JUN 2014 |  | JUL 2014 |  | AUG 2014 |  | Sept 2014 |  | Oct 2014 |  | Nov 2014 |  | Dec 2014
EFF_FROM_DATE | BILLING_CATEGORY_DESC | SIM CODE | PROCEDURE_NAME | Qty | Hospital Charge | Current CTO Charge | Current CTRC Charge | CTRC + 55% | CTRC + 100% | Quantity | EPIC Billed | Quantity | EPIC Billed | Quantity | EPIC Billed | Quantity | EPIC Billed | Quantity | EPIC Billed | Quantity | EPIC Billed | Quantity | EPIC Billed | Quantity | EPIC Billed | Quantity | EPIC Billed | Quantity | EPIC Billed | Quantity | EPIC Billed | Quantity | EPIC Billed |  | Total Billed thru EPIC | % of Billed Rev | % Total per Category | % Total | Rev Total per Category
2012-04-01 | 190 - CTO GRANT | 001596 | HB GRANT CTO-PHLEBOTOMY CHAIR | 0 |  | 16.99 |  |  |  |  | 0 |  | 0 |  | 0 |  | 0 |  | 0 |  | 0 |  | 0 |  | 0 |  | 0 |  | 0 |  | 0 |  | 0 | 0 | 0 | 0
2011-01-01 | 190 - CTO GRANT | 001599 | HB GRANT CTO-LIVER BIOPSY | 0 |  | 240.03 |  |  |  |  | 0 |  | 0 |  | 0 |  | 0 |  | 0 |  | 0 |  | 0 |  | 0 |  | 0 |  | 0 |  | 0 |  | 0 | 0 | 0 | 0
|  |  | IP ROOM CHARGES | [33 empty] | 8.6319 | 58.7293 | 362100.19
2007-12-01 | 190 - CTO GRANT | 1600 | CTO-INPT MED SURG ROOM RATE | 14 |  | 1029.21 |  |  |  |  | 0 |  | 0 | 4 | 4116.84 | 5 | 5146.05 |  | 0 |  | 0 | 4 | 4116.84 |  | 0 |  | 0 | 1 | 1029.21 |  | 0 |  | 0 | 14 | 14408.94 | 2.337
2007-12-01 | 190 - CTO GRANT | 001601 | HB GRANT CTO-INPT MED SURG W TELE ROOM | 0 |  | 1200.18 |  |  |  |  | 0 |  | 0 |  | 0 |  | 0 |  | 0 |  | 0 |  | 0 |  | 0 |  | 0 |  | 0 |  | 0 |  | 0 | 0 | 0 | 0
2007-12-01 | 190 - CTO GRANT | 1602 | CTO-INPT STEP DOWN ROOM RATE | 10 |  | 1800.27 |  |  |  |  | 0 | 3 | 5400.81 |  | 0 | 5 | 9001.35 | 2 | 3600.54 |  | 0 |  | 0 |  | 0 |  | 0 |  | 0 |  | 0 |  | 0 | 10 | 18002.7 | 2.9199
2007-12-01 | 190 - CTO GRANT | 001603 | HB GRANT CTO-INPT ICU ROOM RATE | 0 |  | 1879.52 |  |  |  |  | 0 |  | 0 |  | 0 |  | 0 |  | 0 |  | 0 |  | 0 |  | 0 |  | 0 |  | 0 |  | 0 |  | 0 | 0 | 0 | 0
2007-12-01 | 190 - CTO GRANT | 1604 | CTO-INPT SHORT STAY (0-4 HRS) | 12 |  | 170.97 |  |  |  | 2 | 341.94 | 1 | 170.97 | 1 | 170.97 | 4 | 683.88 |  | 0 |  | 0 |  | 0 | 1 | 170.97 | 2 | 341.94 |  | 0 |  | 0 | 1 | 170.97 | 12 | 2051.64 | 0.33276
2007-12-01 | 190 - CTO GRANT | 1605 | CTO-INPT SHORT STAY (5-13 HRS) | 29 |  | 558.19 |  |  |  | 1 | 558.19 |  | 0 | 3 | 1674.57 | 3 | 1674.57 | 1 | 558.19 | 3 | 1674.57 | 3 | 1674.57 | 5 | 2790.95 |  | 0 | 2 | 1116.38 | 6 | 3349.14 | 2 | 1116.38 | 29 | 16187.51 | 2.6255
2007-12-01 | 190 - CTO GRANT | 1606 | CTO-INPT SHORT STAY (14-23 HRS) | 2 |  | 985.04 |  |  |  |  | 0 | 2 | 1970.08 |  | 0 |  | 0 |  | 0 |  | 0 |  | 0 |  | 0 |  | 0 |  | 0 |  | 0 |  | 0 | 2 | 1970.08 | 0.31953
2007-12-01 | 190 - CTO GRANT | 1607 | CTO-TELE MONITOR 60 MIN UNITS | 10 |  | 60.01 |  |  |  |  | 0 |  | 0 | 2 | 120.02 |  | 0 |  | 0 |  | 0 |  | 0 |  | 0 |  | 0 |  | 0 | 2 | 120.02 | 6 | 360.06 | 10 | 600.1 | 0.097331
|  |  | OP ROOM CHARGES | [33 empty] | 28.4313
2007-12-01 | 190 - CTO GRANT | 1609 | CTO-OUTPT EXAM RM 20 MIN | 735 |  | 67.96 |  |  |  | 99 | 6728.04 | 77 | 5232.92 | 81 | 5504.76 | 69 | 4689.24 | 44 | 2990.24 | 61 | 4145.56 | 52 | 3533.92 | 46 | 3126.16 | 59 | 4009.64 | 54 | 3669.84 | 49 | 3330.04 | 44 | 2990.24 | 735 | 49950.6 | 8.1015
2007-12-01 | 190 - CTO GRANT | 001610 | HB GRANT CTO-OUTPT EXAM RM 20 MIN NO RN | 20 |  | 44.6 |  |  |  | 5 | 223 |  | 0 |  | 0 | 1 | 44.6 | 3 | 133.8 | 3 | 133.8 |  | 0 |  | 0 | 2 | 89.2 | 4 | 178.4 |  | 0 | 2 | 89.2 | 20 | 892 | 0.14467
2007-12-01 | 190 - CTO GRANT | 1611 | CTO-OUTPT EXAM RM 21-39 MIN | 469 |  | 78.58 |  |  |  | 40 | 3143.2 | 43 | 3378.94 | 28 | 2200.24 | 39 | 3064.62 | 25 | 1964.5 | 33 | 2593.14 | 29 | 2278.82 | 34 | 2671.72 | 40 | 3143.2 | 47 | 3693.26 | 34 | 2671.72 | 77 | 6050.66 | 469 | 36854.02 | 5.9774
2007-12-01 | 190 - CTO GRANT | 001612 | HB GRANT CTO-OUTPT EXAM RM 21-39 MIN NO RN | 0 |  | 56.28 |  |  |  |  | 0 |  | 0 |  | 0 |  | 0 |  | 0 |  | 0 |  | 0 |  | 0 |  | 0 |  | 0 |  | 0 |  | 0 | 0 | 0 | 0
2007-12-01 | 190 - CTO GRANT | 1613 | CTO-OUTPT EXAM RM 40-59 MIN | 211 |  | 95.57 |  |  |  | 10 | 955.7 | 12 | 1146.84 | 12 | 1146.84 | 15 | 1433.55 | 14 | 1337.98 | 21 | 2006.97 | 24 | 2293.68 | 21 | 2006.97 | 19 | 1815.83 | 24 | 2293.68 | 25 | 2389.25 | 14 | 1337.98 | 211 | 20165.27 | 3.2706
2007-12-01 | 190 - CTO GRANT | 001614 | HB GRANT CTO-OUTPT EXAM RM 40-59 MIN NO RN | 0 |  | 67.96 |  |  |  |  | 0 |  | 0 |  | 0 |  | 0 |  | 0 |  | 0 |  | 0 |  | 0 |  | 0 |  | 0 |  | 0 |  | 0 | 0 | 0 | 0
2007-12-01 | 190 - CTO GRANT | 1615 | CTO-OUTPT EXAM RM 60-120 MIN | 193 |  | 146.54 |  |  |  | 11 | 1611.94 | 11 | 1611.94 | 18 | 2637.72 | 5 | 732.7 | 19 | 2784.26 | 12 | 1758.48 | 14 | 2051.56 | 13 | 1905.02 | 23 | 3370.42 | 31 | 4542.74 | 27 | 3956.58 | 9 | 1318.86 | 193 | 28282.22 | 4.5871
2007-12-01 | 190 - CTO GRANT | 001616 | HB GRANT CTO-OUTPT EXAM RM 60-120 MIN NO RN | 0 |  | 90.26 |  |  |  |  | 0 |  | 0 |  | 0 |  | 0 |  | 0 |  | 0 |  | 0 |  | 0 |  | 0 |  | 0 |  | 0 |  | 0 | 0 | 0 | 0
2007-12-01 | 190 - CTO GRANT | 1617 | CTO-OUTPT EXAM RM GT 120 MIN | 48 |  | 225.12 |  |  |  | 3 | 675.36 | 2 | 450.24 | 3 | 675.36 | 6 | 1350.72 |  | 0 | 1 | 225.12 | 7 | 1575.84 | 15 | 3376.8 | 2 | 450.24 | 2 | 450.24 | 2 | 450.24 | 5 | 1125.6 | 48 | 10805.76 | 1.7526
2007-12-01 | 190 - CTO GRANT | 001618 | HB GRANT CTO-OUTPT EXAM RM GT 120 MIN NO RN | 0 |  | 123.18 |  |  |  |  | 0 |  | 0 |  | 0 |  | 0 |  | 0 |  | 0 |  | 0 |  | 0 |  | 0 |  | 0 |  | 0 |  | 0 | 0 | 0 | 0
2007-12-01 | 190 - CTO GRANT | 1619 | CTO-INFUSE CHAIR 1ST HR | 143 |  | 150.59 | 75 | 116.25 | 150 | 7 | 1054.13 | 5 | 752.95 | 29 | 4367.11 | 6 | 903.54 | 13 | 1957.67 | 16 | 2409.44 | 7 | 1054.13 | 16 | 2409.44 | 13 | 1957.67 | 8 | 1204.72 | 13 | 1957.67 | 10 | 1505.9 | 143 | 21534.37 | 3.4927
2007-12-01 | 190 - CTO GRANT | 001620 | HB GRANT CTO-INFUSE CHAIR 1ST HR W/O RN | 0 |  | 72.46 |  |  | 0 |  | 0 |  | 0 |  | 0 |  | 0 |  | 0 |  | 0 |  | 0 |  | 0 |  | 0 |  | 0 |  | 0 |  | 0 | 0 | 0 | 0
2007-12-01 | 190 - CTO GRANT | 1621 | CTO-INFUSE CHAIR EA ADDL HR | 188 |  | 36.23 | 44 | 68.2 | 88 | 11 | 398.53 | 10 | 362.3 | 58 | 2101.34 | 4 | 144.92 | 16 | 579.68 | 17 | 615.91 | 2 | 72.46 | 21 | 760.83 | 16 | 579.68 | 6 | 217.38 | 14 | 507.22 | 13 | 470.99 | 188 | 6811.24 | 1.1047
2007-12-01 | 190 - CTO GRANT | 001622 | HB GRANT CTO-INFUSE CHAIR EA ADDL HR W/O RN | 0 |  | 23.78 |  |  | 0 |  | 0 |  | 0 |  | 0 |  | 0 |  | 0 |  | 0 |  | 0 |  | 0 |  | 0 |  | 0 |  | 0 |  | 0 | 0 | 0 | 0
|  |  | MISC WEIRD ROOM CHARGES | [33 empty] | 21.666
|  | 14901 | MED/SURG/GYN ROOM CHG | 3 |  | 2791.15 |  |  |  |  | 0 |  | 0 | 1 | 2791.15 | 2 | 5582.3 |  | 0 |  | 0 |  | 0 |  | 0 |  | 0 |  | 0 |  | 0 |  | 0 | 3 | 8373.45 | 1.3581
|  | 14902 | MED/SURG/GYN W/ MONITOR ROOM CHG | 1 |  | 4245.42 |  |  |  |  | 0 |  | 0 |  | 0 |  | 0 |  | 0 |  | 0 |  | 0 | 1 | 4245.42 |  | 0 |  | 0 |  | 0 |  | 0 | 1 | 4245.42 | 0.68857
|  | 14907 | MED/SURG/GYN HIGH ROOM CHG | 13 |  | 9304.99 |  |  |  |  | 0 | 1 | 9304.99 | 2 | 18609.98 | 2 | 18609.98 | 3 | 27914.97 | 2 | 18609.98 | 1 | 9304.99 |  | 0 | 1 | 9304.99 |  | 0 |  | 0 | 1 | 9304.99 | 13 | 120964.87 | 19.6194
|  |  | NURSING SERVICES | [33 empty] | 23.963 | 31.1012 | 191756.62
2007-12-01 | 190 - CTO GRANT | 1623 | CTO-VENIPUNCTURE (1 TIME ONLY) | 1848 | 35.56 | 30.57 | 15.25 | 23.6375 | 30.5 | 190 | 5808.3 | 164 | 5013.48 | 176 | 5380.32 | 153 | 4677.21 | 118 | 3607.26 | 146 | 4463.22 | 132 | 4035.24 | 121 | 3698.97 | 166 | 5074.62 | 168 | 5135.76 | 155 | 4738.35 | 159 | 4860.63 | 1848 | 56493.36 | 9.1627
2007-12-01 | 190 - CTO GRANT | 1624 | CTO-PORT OR CENTRAL LINE DRAW | 3 | 189.49 | 150.59 | 25.5 | 39.525 | 51 |  | 0 |  | 0 |  | 0 |  | 0 | 2 | 301.18 |  | 0 | 1 | 150.59 |  | 0 |  | 0 |  | 0 |  | 0 |  | 0 | 3 | 451.77 | 0.073273
2007-12-01 | 190 - CTO GRANT | 1625 | CTO-PHARMACOKINETICS PER DRAW | 737 |  | 14.71 | 5 | 7.75 | 10 | 49 | 720.79 | 25 | 367.75 | 166 | 2441.86 | 127 | 1868.17 | 51 | 750.21 | 61 | 897.31 | 60 | 882.6 | 45 | 661.95 | 43 | 632.53 | 28 | 411.88 | 53 | 779.63 | 29 | 426.59 | 737 | 10841.27 | 1.7584
2007-12-01 | 190 - CTO GRANT | 1626 | CTO-PULSE OX SINGLE | 3 |  | 23.78 | 9 | 13.95 | 18 |  | 0 |  | 0 |  | 0 | 3 | 71.34 |  | 0 |  | 0 |  | 0 |  | 0 |  | 0 |  | 0 |  | 0 |  | 0 | 3 | 71.34 | 0.011571
2007-12-01 | 190 - CTO GRANT | 001627 | HB GRANT CTO-PULSE OX MULTIPLE | 0 |  | 120.02 |  |  | 0 |  | 0 |  | 0 |  | 0 |  | 0 |  | 0 |  | 0 |  | 0 |  | 0 |  | 0 |  | 0 |  | 0 |  | 0 | 0 | 0 | 0
2007-12-01 | 190 - CTO GRANT | 1628 | CTO-ECG W/O INTERPRETATION | 249 | 185.51 | 120.02 | 15.5 | 24.025 | 31 | 26 | 3120.52 | 19 | 2280.38 | 13 | 1560.26 | 17 | 2040.34 | 13 | 1560.26 | 5 | 600.1 | 18 | 2160.36 | 16 | 1920.32 | 32 | 3840.64 | 31 | 3720.62 | 30 | 3600.6 | 29 | 3480.58 | 249 | 29884.98 | 4.8471
2007-12-01 | 190 - CTO GRANT | 1629 | CTO-ECG (SERIAL UP TO 3) | 29 | 232.83 | 238.9 | 20 | 31 | 40 | 16 | 3822.4 |  | 0 | 5 | 1194.5 | 6 | 1433.4 |  | 0 | 1 | 238.9 |  | 0 |  | 0 |  | 0 | 1 | 238.9 |  | 0 |  | 0 | 29 | 6928.1 | 1.1237
2007-12-01 | 190 - CTO GRANT | 001630 | HB GRANT CTO-(IVGTT) INTRAVEN GLUC TOL TEST | 0 |  | 360.06 |  |  | 0 |  | 0 |  | 0 |  | 0 |  | 0 |  | 0 |  | 0 |  | 0 |  | 0 |  | 0 |  | 0 |  | 0 |  | 0 | 0 | 0 | 0
2007-12-01 | 190 - CTO GRANT | 001631 | HB GRANT CTO-(OGGT) ORAL GLUC TOL TEST | 0 |  | 240.04 |  |  | 0 |  | 0 |  | 0 |  | 0 |  | 0 |  | 0 |  | 0 |  | 0 |  | 0 |  | 0 |  | 0 |  | 0 |  | 0 | 0 | 0 | 0
2007-12-01 | 190 - CTO GRANT | 001632 | HB GRANT CTO-MIX MEAL TOLERANCE TEST | 1 |  | 240.04 | 108.25 | 167.7875 | 216.5 |  | 0 |  | 0 |  | 0 |  | 0 |  | 0 |  | 0 |  | 0 |  | 0 | 1 | 240.04 |  | 0 |  | 0 |  | 0 | 1 | 240.04 | 0.038932
2007-12-01 | 190 - CTO GRANT | 001633 | HB GRANT CTO-STRESS TREADMILL W/O INTRP | 0 |  | 450.63 |  |  | 0 |  | 0 |  | 0 |  | 0 |  | 0 |  | 0 |  | 0 |  | 0 |  | 0 |  | 0 |  | 0 |  | 0 |  | 0 | 0 | 0 | 0
2007-12-01 | 190 - CTO GRANT | 001634 | HB GRANT CTO-VO2 MAX TESTING | 0 |  | 450.63 |  |  | 0 |  | 0 |  | 0 |  | 0 |  | 0 |  | 0 |  | 0 |  | 0 |  | 0 |  | 0 |  | 0 |  | 0 |  | 0 | 0 | 0 | 0
2007-12-01 | 190 - CTO GRANT | 001635 | HB GRANT CTO-CAL ROOM 60 MIN UNITS | 0 |  | 120.02 |  |  | 0 |  | 0 |  | 0 |  | 0 |  | 0 |  | 0 |  | 0 |  | 0 |  | 0 |  | 0 |  | 0 |  | 0 |  | 0 | 0 | 0 | 0
2007-12-01 | 190 - CTO GRANT | 001636 | HB GRANT CTO-CAL ROOM PER NIGHT | 0 |  | 960.14 |  |  | 0 |  | 0 |  | 0 |  | 0 |  | 0 |  | 0 |  | 0 |  | 0 |  | 0 |  | 0 |  | 0 |  | 0 |  | 0 | 0 | 0 | 0
2007-12-01 | 190 - CTO GRANT | 001637 | HB GRANT CTO-RMR INCLUDE INTERPRETATION | 0 |  | 360.05 |  |  | 0 |  | 0 |  | 0 |  | 0 |  | 0 |  | 0 |  | 0 |  | 0 |  | 0 |  | 0 |  | 0 |  | 0 |  | 0 | 0 | 0 | 0
2007-12-01 | 190 - CTO GRANT | 001638 | HB GRANT CTO-BIKE EXERCISE TESTING | 0 |  | 450.63 |  |  | 0 |  | 0 |  | 0 |  | 0 |  | 0 |  | 0 |  | 0 |  | 0 |  | 0 |  | 0 |  | 0 |  | 0 |  | 0 | 0 | 0 | 0
2008-05-01 | 190 - CTO GRANT | 1640 | CTO-AFTERHOURS BLOOD DRAW | 153 |  | 47.55 | 15.25 | 23.6375 | 30.5 | 19 | 903.45 | 16 | 760.8 | 16 | 760.8 | 12 | 570.6 | 10 | 475.5 | 13 | 618.15 | 8 | 380.4 | 13 | 618.15 | 6 | 285.3 | 10 | 475.5 | 24 | 1141.2 | 6 | 285.3 | 153 | 7275.15 | 1.18
2007-12-01 | 190 - CTO GRANT | 1641 | CTO-SUPPLIES-LOW | 90 |  | 36.23 |  |  |  | 5 | 181.15 | 5 | 181.15 | 17 | 615.91 | 9 | 326.07 | 4 | 144.92 | 9 | 326.07 | 9 | 326.07 | 9 | 326.07 | 6 | 217.38 | 5 | 181.15 | 7 | 253.61 | 5 | 181.15 | 90 | 3260.7 | 0.52886
2007-12-01 | 190 - CTO GRANT | 1642 | CTO-SUPPLIES-MID | 1 |  | 72.46 |  |  |  |  | 0 |  | 0 | 1 | 72.46 |  | 0 |  | 0 |  | 0 |  | 0 |  | 0 |  | 0 |  | 0 |  | 0 |  | 0 | 1 | 72.46 | 0.011752
2007-12-01 | 190 - CTO GRANT | 001643 | HB GRANT CTO-SUPPLIES-HIGH | 0 |  | 107.56 |  |  |  |  | 0 |  | 0 |  | 0 |  | 0 |  | 0 |  | 0 |  | 0 |  | 0 |  | 0 |  | 0 |  | 0 |  | 0 | 0 | 0 | 0
2007-12-01 | 190 - CTO GRANT | 001644 | HB GRANT CTO-DXA LUMBAR SPINE | 0 |  | 300.04 |  |  |  |  | 0 |  | 0 |  | 0 |  | 0 |  | 0 |  | 0 |  | 0 |  | 0 |  | 0 |  | 0 |  | 0 |  | 0 | 0 | 0 | 0
2007-12-01 | 190 - CTO GRANT | 001645 | HB GRANT CTO-DXA PROXIMAL FEMUR | 0 |  | 300.04 |  |  |  |  | 0 |  | 0 |  | 0 |  | 0 |  | 0 |  | 0 |  | 0 |  | 0 |  | 0 |  | 0 |  | 0 |  | 0 | 0 | 0 | 0
2007-12-01 | 190 - CTO GRANT | 001646 | HB GRANT CTO-DXA TOTAL BODY | 0 |  | 300.04 |  |  |  |  | 0 |  | 0 |  | 0 |  | 0 |  | 0 |  | 0 |  | 0 |  | 0 |  | 0 |  | 0 |  | 0 |  | 0 | 0 | 0 | 0
2007-12-01 | 190 - CTO GRANT | 001647 | HB GRANT CTO-DXA SPINE, FEMUR, WHOLE BODY | 0 |  | 600.08 |  |  |  |  | 0 |  | 0 |  | 0 |  | 0 |  | 0 |  | 0 |  | 0 |  | 0 |  | 0 |  | 0 |  | 0 |  | 0 | 0 | 0 | 0
2007-12-01 | 190 - CTO GRANT | 001649 | HB GRANT CTO-2-D ECHO BASIC | 0 |  | 300.06 |  |  |  |  | 0 |  | 0 |  | 0 |  | 0 |  | 0 |  | 0 |  | 0 |  | 0 |  | 0 |  | 0 |  | 0 |  | 0 | 0 | 0 | 0
2007-12-01 | 190 - CTO GRANT | 001651 | HB GRANT CTO-TISSUE DOPPLER TRACK/STAIN | 0 |  | 240.12 |  |  |  |  | 0 |  | 0 |  | 0 |  | 0 |  | 0 |  | 0 |  | 0 |  | 0 |  | 0 |  | 0 |  | 0 |  | 0 | 0 | 0 | 0
2007-12-01 | 190 - CTO GRANT | 001655 | HB GRANT CTO-ARTERIAL INTIMA-MEDIAL THICKNESS | 0 |  | 120.02 |  |  |  |  | 0 |  | 0 |  | 0 |  | 0 |  | 0 |  | 0 |  | 0 |  | 0 |  | 0 |  | 0 |  | 0 |  | 0 | 0 | 0 | 0
2007-12-01 | 190 - CTO GRANT | 001656 | HB GRANT CTO-FEMORAL ARTERY IMAGING | 0 |  | 120.02 |  |  |  |  | 0 |  | 0 |  | 0 |  | 0 |  | 0 |  | 0 |  | 0 |  | 0 |  | 0 |  | 0 |  | 0 |  | 0 | 0 | 0 | 0
2007-12-01 | 190 - CTO GRANT | 001657 | HB GRANT CTO-BRACHIAL ARTERY FMD | 0 |  | 300.04 |  |  |  |  | 0 |  | 0 |  | 0 |  | 0 |  | 0 |  | 0 |  | 0 |  | 0 |  | 0 |  | 0 |  | 0 |  | 0 | 0 | 0 | 0
2007-12-01 | 190 - CTO GRANT | 001658 | HB GRANT CTO-CAROTID DUPLEX-BILATERAL | 0 |  | 420.06 |  |  |  |  | 0 |  | 0 |  | 0 |  | 0 |  | 0 |  | 0 |  | 0 |  | 0 |  | 0 |  | 0 |  | 0 |  | 0 | 0 | 0 | 0
2007-12-01 | 190 - CTO GRANT | 001659 | HB GRANT CTO-US W ASSIST 60 MIN UNIT | 0 |  | 90.58 |  |  |  |  | 0 |  | 0 |  | 0 |  | 0 |  | 0 |  | 0 |  | 0 |  | 0 |  | 0 |  | 0 |  | 0 |  | 0 | 0 | 0 | 0
2007-12-01 | 190 - CTO GRANT | 001660 | HB GRANT CTO-GOURMET MEALS | 0 |  | 45.29 |  |  |  |  | 0 |  | 0 |  | 0 |  | 0 |  | 0 |  | 0 |  | 0 |  | 0 |  | 0 |  | 0 |  | 0 |  | 0 | 0 | 0 | 0
2007-12-01 | 190 - CTO GRANT | 001661 | HB GRANT CTO-PERSONALIZED EATING PLAN | 0 |  | 240.03 |  |  |  |  | 0 |  | 0 |  | 0 |  | 0 |  | 0 |  | 0 |  | 0 |  | 0 |  | 0 |  | 0 |  | 0 |  | 0 | 0 | 0 | 0
2007-12-01 | 190 - CTO GRANT | 001662 | HB GRANT CTO-RECIPE MODIF SIMPLE | 0 |  | 47.55 |  |  |  |  | 0 |  | 0 |  | 0 |  | 0 |  | 0 |  | 0 |  | 0 |  | 0 |  | 0 |  | 0 |  | 0 |  | 0 | 0 | 0 | 0
2007-12-01 | 190 - CTO GRANT | 001663 | HB GRANT CTO-RECIPE MODIF COMPLEX | 0 |  | 101.9 |  |  |  |  | 0 |  | 0 |  | 0 |  | 0 |  | 0 |  | 0 |  | 0 |  | 0 |  | 0 |  | 0 |  | 0 |  | 0 | 0 | 0 | 0
2007-12-01 | 190 - CTO GRANT | 001664 | HB GRANT CTO-WEIGHT LOSS COUNSEL 60 MIN UNIT | 0 |  | 78.12 |  |  |  |  | 0 |  | 0 |  | 0 |  | 0 |  | 0 |  | 0 |  | 0 |  | 0 |  | 0 |  | 0 |  | 0 |  | 0 | 0 | 0 | 0
2007-12-01 | 190 - CTO GRANT | 001665 | HB GRANT CTO-FOOD PREP CLS W/O INGRED 60MIN | 0 |  | 78.12 |  |  |  |  | 0 |  | 0 |  | 0 |  | 0 |  | 0 |  | 0 |  | 0 |  | 0 |  | 0 |  | 0 |  | 0 |  | 0 | 0 | 0 | 0
2007-12-01 | 190 - CTO GRANT | 001666 | HB GRANT CTO-SUPERMARKET TOUR 60 MIN UNIT | 0 |  | 78.12 |  |  |  |  | 0 |  | 0 |  | 0 |  | 0 |  | 0 |  | 0 |  | 0 |  | 0 |  | 0 |  | 0 |  | 0 |  | 0 | 0 | 0 | 0
2007-12-01 | 190 - CTO GRANT | 001667 | HB GRANT CTO-TRAVEL 60 MIN UNITS | 0 |  | 36.23 |  |  |  |  | 0 |  | 0 |  | 0 |  | 0 |  | 0 |  | 0 |  | 0 |  | 0 |  | 0 |  | 0 |  | 0 |  | 0 | 0 | 0 | 0
2007-12-01 | 190 - CTO GRANT | 1681 | CTO-ECG (LOW) | 48 |  | 60.01 | 15.5 | 24.025 | 31 | 4 | 240.04 |  | 0 | 1 | 60.01 | 7 | 420.07 | 11 | 660.11 |  | 0 | 5 | 300.05 |  | 0 | 3 | 180.03 | 12 | 720.12 | 3 | 180.03 | 2 | 120.02 | 48 | 2880.48 | 0.46719
2009-09-01 | 190 - CTO GRANT | 1695 | CTO-ECG (LOW/SERIAL) | 37 |  | 90.58 |  |  |  | 4 | 362.32 | 5 | 452.9 | 9 | 815.22 | 5 | 452.9 | 7 | 634.06 | 1 | 90.58 | 1 | 90.58 |  | 0 | 1 | 90.58 | 2 | 181.16 | 2 | 181.16 |  | 0 | 37 | 3351.46 | 0.54358
2008-10-01 | 190 - CTO GRANT | 1691 | CTO-SAMPLE PROCESS PER DRAW | 1331 |  | 6.79 | 2.65 | 4.1075 | 5.3 | 56 | 380.24 | 19 | 129.01 | 78 | 529.62 | 14 | 95.06 | 132 | 896.28 | 170 | 1154.3 | 202 | 1371.58 | 141 | 957.39 | 151 | 1025.29 | 137 | 930.23 | 132 | 896.28 | 99 | 672.21 | 1331 | 9037.49 | 1.4658
2008-07-01 | 190 - CTO GRANT | 1684 | CTO-PROVIDER CONSULT EA 15 MIN | 161 |  | 28.67 | 17.5 | 27.125 | 35 | 2 | 57.34 |  | 0 | 1 | 28.67 | 6 | 172.02 | 8 | 229.36 | 14 | 401.38 | 5 | 143.35 | 9 | 258.03 | 24 | 688.08 | 23 | 659.41 | 37 | 1060.79 | 32 | 917.44 | 161 | 4615.87 | 0.74865
2008-07-01 | 190 - CTO GRANT | 1687 | CTO-PROVIDER H&P | 63 |  | 112.56 | 21 | 32.55 | 42 |  | 0 |  | 0 |  | 0 | 1 | 112.56 | 6 | 675.36 | 1 | 112.56 | 5 | 562.8 | 8 | 900.48 | 13 | 1463.28 | 9 | 1013.04 | 15 | 1688.4 | 5 | 562.8 | 63 | 7091.28 | 1.1501
2009-01-01 | 190 - CTO GRANT | 1692 | CTO-TB SKIN TEST | 1 |  | 60.01 | 9.5 | 14.725 | 19 |  | 0 |  | 0 |  | 0 |  | 0 |  | 0 |  | 0 | 1 | 60.01 |  | 0 |  | 0 |  | 0 |  | 0 |  | 0 | 1 | 60.01 | 0.0097331
2009-01-01 | 190 - CTO GRANT | 1692 | CTO-TB SKIN TEST | 1 |  | 60.01 | 9.5 | 14.725 | 19 |  | 0 |  | 0 |  | 0 |  | 0 |  | 0 |  | 0 | 1 | 60.01 |  | 0 |  | 0 |  | 0 |  | 0 |  | 0 | 1 | 60.01 | 0.0097331
2009-09-01 | 190 - CTO GRANT | 1697 | CTO-AFTER HRS PORT/CNTRL LINE DRAW | 15 |  | 167.57 |  |  |  | 1 | 167.57 | 3 | 502.71 | 1 | 167.57 | 2 | 335.14 |  | 0 |  | 0 | 2 | 335.14 |  | 0 | 2 | 335.14 | 2 | 335.14 | 2 | 335.14 |  | 0 | 15 | 2513.55 | 0.40767
2012-04-01 | 190 - CTO GRANT | 1593 | CTO-RN TIME PER HOUR | 2 |  | 70 | 44 | 68.2 | 88 |  | 0 |  | 0 |  | 0 |  | 0 |  | 0 |  | 0 |  | 0 |  | 0 |  | 0 |  | 0 | 2 | 140 |  | 0 | 2 | 140 | 0.022707
2007-12-01 | 190 - CTO GRANT | 1608 | CTO-1 TO 1 RN CHARGE 60 MIN UNITS | 22 |  | 112.56 |  |  |  |  | 0 | 7 | 787.92 |  | 0 | 5 | 562.8 | 8 | 900.48 |  | 0 |  | 0 |  | 0 |  | 0 | 2 | 225.12 |  | 0 |  | 0 | 22 | 2476.32 | 0.40164
|  |  | MISC WEIRD NURSING CHARGES | [33 empty] | 7.1382
|  | 14946 | OBS PER HOUR | 99 |  | 294.76 | 44 | 68.2 | 88 |  | 0 |  | 0 | 13 | 3831.88 | 28 | 8253.28 | 15 | 4421.4 | 1 | 294.76 |  | 0 | 13 | 3831.88 |  | 0 | 13 | 3831.88 | 16 | 4716.16 |  | 0 | 99 | 29181.24 | 4.7329
|  | 14947 | OBS PER HR MC NONCOVERAGE | 10 |  | 294.76 |  |  |  |  | 0 |  | 0 |  | 0 | 10 | 2947.6 |  | 0 |  | 0 |  | 0 |  | 0 |  | 0 |  | 0 |  | 0 |  | 0 | 10 | 2947.6 | 0.47807
|  | 31637 | CHEMO TX-IV INFUSION UP TO 1 HR SNGL/I | 2 |  | 917.11 | 107 | 165.85 | 214 |  | 0 |  | 0 | 1 | 917.11 |  | 0 | 1 | 917.11 |  | 0 |  | 0 |  | 0 |  | 0 |  | 0 |  | 0 |  | 0 | 2 | 1834.22 | 0.29749
|  | 31638 | CHEMO EX-IV INFUSION UP TO 1 HOUR | 2 |  | 917.11 | 107 | 165.85 | 214 |  | 0 |  | 0 |  | 0 |  | 0 | 1 | 917.11 |  | 0 |  | 0 |  | 0 |  | 0 | 1 | 917.11 |  | 0 |  | 0 | 2 | 1834.22 | 0.29749
|  | 31639 | CHEMO EX-IV INFUSION EACH ADDL HOUR | 15 |  | 314.55 | 44 | 68.2 | 88 |  | 0 |  | 0 | 5 | 1572.75 |  | 0 | 7 | 2201.85 |  | 0 |  | 0 |  | 0 |  | 0 | 3 | 943.65 |  | 0 |  | 0 | 15 | 4718.25 | 0.76526
|  | 31682 | IV INFUSE NONCHEMO UP TO 1 HR INITIAL | 1 |  | 703.99 |  |  |  |  | 0 |  | 0 | 1 | 703.99 |  | 0 |  | 0 |  | 0 |  | 0 |  | 0 |  | 0 |  | 0 |  | 0 |  | 0 | 1 | 703.99 | 0.11418
|  | 31686 | IV PUSH SINGLE OR INITIAL | 1 |  | 154.34 |  |  |  |  | 0 |  | 0 |  | 0 |  | 0 |  | 0 |  | 0 |  | 0 |  | 0 |  | 0 |  | 0 | 1 | 154.34 |  | 0 | 1 | 154.34 | 0.025033
|  | 31687 | IV PUSH EACH ADDL SEQUNTL NEW DRUG | 5 |  | 154.34 |  |  |  |  | 0 |  | 0 | 2 | 308.68 |  | 0 | 3 | 463.02 |  | 0 |  | 0 |  | 0 |  | 0 |  | 0 |  | 0 |  | 0 | 5 | 771.7 | 0.12516
|  | 3650 | TRANSFUSION-BLOOD & BLOOD COMPON | 1 |  | 943.06 |  |  |  |  | 0 |  | 0 |  | 0 | 1 | 943.06 |  | 0 |  | 0 |  | 0 |  | 0 |  | 0 |  | 0 |  | 0 |  | 0 | 1 | 943.06 | 0.15296
|  | 3656 | PULSE OXIMETRY MULTIPLE DETER | 2 |  | 382.14 |  |  |  |  | 0 |  | 0 | 1 | 382.14 |  | 0 |  | 0 |  | 0 |  | 0 |  | 0 |  | 0 |  | 0 | 1 | 382.14 |  | 0 | 2 | 764.28 | 0.12396
|  | 772104 | VENIPUNCTURE | 2 |  | 79.04 |  |  |  |  | 0 |  | 0 | 1 | 79.04 |  | 0 |  | 0 |  | 0 |  | 0 | 1 | 79.04 |  | 0 |  | 0 |  | 0 |  | 0 | 2 | 158.08 | 0.025639
|  |  | BIONUTRITION | [33 empty] | 0.095855 | 0.095855 | 591
2007-12-01 | 190 - CTO GRANT | 1668 | CTO-BREAKAFAST (BASIC SELECT MENU) | 2 |  | 14.71 |  |  |  | 1 | 14.71 |  | 0 |  | 0 |  | 0 |  | 0 |  | 0 |  | 0 |  | 0 |  | 0 | 1 | 14.71 |  | 0 |  | 0 | 2 | 29.42 | 0.0047717
2007-12-01 | 190 - CTO GRANT | 1669 | CTO-LUNCH (BASIC SELECT MENU) | 10 |  | 18.12 |  |  |  |  | 0 | 1 | 18.12 | 4 | 72.48 |  | 0 |  | 0 |  | 0 |  | 0 | 3 | 54.36 | 2 | 36.24 |  | 0 |  | 0 |  | 0 | 10 | 181.2 | 0.029389
2007-12-01 | 190 - CTO GRANT | 1670 | CTO-DINNER (BASIC SELECT MENU) | 2 |  | 20.38 |  |  |  |  | 0 |  | 0 |  | 0 | 2 | 40.76 |  | 0 |  | 0 |  | 0 |  | 0 |  | 0 |  | 0 |  | 0 |  | 0 | 2 | 40.76 | 0.0066109
2007-12-01 | 190 - CTO GRANT | 1671 | CTO-SNACK (BASIC SELECT MENU) | 4 |  | 7.92 |  |  |  |  | 0 |  | 0 | 4 | 31.68 |  | 0 |  | 0 |  | 0 |  | 0 |  | 0 |  | 0 |  | 0 |  | 0 |  | 0 | 4 | 31.68 | 0.0051382
2008-05-01 | 190 - CTO GRANT | 001672 | HB GRANT CTO-APPLICATION PROCESSIN | 0 |  | 591.47 |  |  |  |  | 0 |  | 0 |  | 0 |  | 0 |  | 0 |  | 0 |  | 0 |  | 0 |  | 0 |  | 0 |  | 0 |  | 0 | 0 | 0 | 0
2007-12-01 | 190 - CTO GRANT | 1673 | CTO-BREAKFAST-METABOLIC MEAL | 4 |  | 19.25 |  |  |  |  | 0 |  | 0 |  | 0 | 4 | 77 |  | 0 |  | 0 |  | 0 |  | 0 |  | 0 |  | 0 |  | 0 |  | 0 | 4 | 77 | 0.012489
2007-12-01 | 190 - CTO GRANT | 001674 | HB GRANT CTO-LUNCH-METABOLIC MEAL | 0 |  | 26.04 |  |  |  |  | 0 |  | 0 |  | 0 |  | 0 |  | 0 |  | 0 |  | 0 |  | 0 |  | 0 |  | 0 |  | 0 |  | 0 | 0 | 0 | 0
2007-12-01 | 190 - CTO GRANT | 1675 | CTO-DINNER-METABOLIC MEAL | 6 |  | 38.49 |  |  |  |  | 0 |  | 0 | 4 | 153.96 | 2 | 76.98 |  | 0 |  | 0 |  | 0 |  | 0 |  | 0 |  | 0 |  | 0 |  | 0 | 6 | 230.94 | 0.037456
2007-12-01 | 190 - CTO GRANT | 001676 | HB GRANT CTO-3 DAYS METABOLIC MEALS | 0 |  | 234.37 |  |  |  |  | 0 |  | 0 |  | 0 |  | 0 |  | 0 |  | 0 |  | 0 |  | 0 |  | 0 |  | 0 |  | 0 |  | 0 | 0 | 0 | 0
2007-12-01 | 190 - CTO GRANT | 001677 | HB GRANT CTO-KIDNEY BIOPSY | 0 |  | 360.05 |  |  |  |  | 0 |  | 0 |  | 0 |  | 0 |  | 0 |  | 0 |  | 0 |  | 0 |  | 0 |  | 0 |  | 0 |  | 0 | 0 | 0 | 0
2007-12-01 | 190 - CTO GRANT | 001678 | HB GRANT CTO-6 MIN WALK TEST | 0 |  | 30.57 |  |  |  |  | 0 |  | 0 |  | 0 |  | 0 |  | 0 |  | 0 |  | 0 |  | 0 |  | 0 |  | 0 |  | 0 |  | 0 | 0 | 0 | 0
2007-12-01 | 190 - CTO GRANT | 001679 | HB GRANT CTO-D-XYLOSE ABSORPTION | 0 |  | 360.06 |  |  |  |  | 0 |  | 0 |  | 0 |  | 0 |  | 0 |  | 0 |  | 0 |  | 0 |  | 0 |  | 0 |  | 0 |  | 0 | 0 | 0 | 0
2007-12-01 | 190 - CTO GRANT | 001680 | HB GRANT CTO-COMPLEX INFUSION | 0 |  | 743.88 |  |  |  |  | 0 |  | 0 |  | 0 |  | 0 |  | 0 |  | 0 |  | 0 |  | 0 |  | 0 |  | 0 |  | 0 |  | 0 | 0 | 0 | 0
|  |  | ECHO | [33 empty] | 10.0737 | 10.0737 | 62110.13
2007-12-01 | 190 - CTO GRANT | 1648 | CTO-EJECTION FRACTION (EF) ONLY | 107 |  | 181.16 |  |  |  | 12 | 2173.92 | 11 | 1992.76 | 10 | 1811.6 | 11 | 1992.76 | 5 | 905.8 | 16 | 2898.56 | 10 | 1811.6 | 4 | 724.64 | 5 | 905.8 | 10 | 1811.6 | 5 | 905.8 | 8 | 1449.28 | 107 | 19384.12 | 3.1439
2007-12-01 | 190 - CTO GRANT | 1650 | CTO-2-D ECHO DOPPLER & FLOW MAP | 21 |  | 480.07 |  |  |  | 1 | 480.07 |  | 0 | 1 | 480.07 | 1 | 480.07 | 1 | 480.07 |  | 0 | 5 | 2400.35 | 3 | 1440.21 | 1 | 480.07 | 5 | 2400.35 |  | 0 | 3 | 1440.21 | 21 | 10081.47 | 1.6351
2007-12-01 | 190 - CTO GRANT | 1682 | CTO-ULTRASOUND | 10 |  | 60.01 |  |  |  | 1 | 60.01 | 1 | 60.01 | 1 | 60.01 |  | 0 |  | 0 |  | 0 | 3 | 180.03 | 2 | 120.02 |  | 0 | 1 | 60.01 | 1 | 60.01 |  | 0 | 10 | 600.1 | 0.097331
2008-07-01 | 190 - CTO GRANT | 001683 | HB GRANT CTO-INVEST INIT (A) STUDY CNSLT EA 15 MIN | 0 |  | 16.99 |  |  |  |  | 0 |  | 0 |  | 0 |  | 0 |  | 0 |  | 0 |  | 0 |  | 0 |  | 0 |  | 0 |  | 0 |  | 0 | 0 | 0 | 0
2008-07-01 | 190 - CTO GRANT | 001685 | HB GRANT CTO-PROVIDER ON CALL PER NIGHT | 0 |  | 225.12 |  |  | 0 |  | 0 |  | 0 |  | 0 |  | 0 |  | 0 |  | 0 |  | 0 |  | 0 |  | 0 |  | 0 |  | 0 |  | 0 | 0 | 0 | 0
2008-07-01 | 190 - CTO GRANT | 001686 | HB GRANT CTO-INVEST INIT (A) STUDY ON CALL/NIGHT | 0 |  | 112.56 |  |  | 0 |  | 0 |  | 0 |  | 0 |  | 0 |  | 0 |  | 0 |  | 0 |  | 0 |  | 0 |  | 0 |  | 0 |  | 0 | 0 | 0 | 0
2008-07-01 | 190 - CTO GRANT | 001688 | HB GRANT CTO-A STUDY H&P | 0 |  | 56.28 |  |  | 0 |  | 0 |  | 0 |  | 0 |  | 0 |  | 0 |  | 0 |  | 0 |  | 0 |  | 0 |  | 0 |  | 0 |  | 0 | 0 | 0 | 0
2008-10-01 | 190 - CTO GRANT | 001689 | HB GRANT CTO-INVEST INIT (A) STRESS TREADMILL TEST | 0 |  | 60.01 |  |  | 0 |  | 0 |  | 0 |  | 0 |  | 0 |  | 0 |  | 0 |  | 0 |  | 0 |  | 0 |  | 0 |  | 0 |  | 0 | 0 | 0 | 0
2008-10-01 | 190 - CTO GRANT | 001690 | HB GRANT CTO-INVEST INIT (A) STUDY PROVIDER TREAD TEST | 0 |  | 120.02 |  |  | 0 |  | 0 |  | 0 |  | 0 |  | 0 |  | 0 |  | 0 |  | 0 |  | 0 |  | 0 |  | 0 |  | 0 |  | 0 | 0 | 0 | 0
2009-09-01 | 190 - CTO GRANT | 001693 | HB GRANT CTO-INVSTGTR INITIAT ECG INTERPRET | 0 |  | 30.57 |  |  |  |  | 0 |  | 0 |  | 0 |  | 0 |  | 0 |  | 0 |  | 0 |  | 0 |  | 0 |  | 0 |  | 0 |  | 0 | 0 | 0 | 0
2009-09-01 | 190 - CTO GRANT | 001694 | HB GRANT CTO-HEPATITIS ADMIN AND VACCINE | 0 |  | 56.28 |  |  |  |  | 0 |  | 0 |  | 0 |  | 0 |  | 0 |  | 0 |  | 0 |  | 0 |  | 0 |  | 0 |  | 0 |  | 0 | 0 | 0 | 0
2009-09-01 | 190 - CTO GRANT | 001696 | HB GRANT CTO-ECG INTERPRETATION | 0 |  | 60.01 |  |  |  |  | 0 |  | 0 |  | 0 |  | 0 |  | 0 |  | 0 |  | 0 |  | 0 |  | 0 |  | 0 |  | 0 |  | 0 | 0 | 0 | 0
2010-04-01 | 190 - CTO GRANT | 1698 | CTO-URINE SPEC PK TEACH/COLLECT | 6 |  | 23.78 | 4.75 | 7.3625 | 9.5 | 1 | 23.78 |  | 0 |  | 0 | 1 | 23.78 | 1 | 23.78 |  | 0 |  | 0 |  | 0 |  | 0 | 2 | 47.56 | 1 | 23.78 |  | 0 | 6 | 142.68 | 0.023141
2010-07-01 | 190 - CTO GRANT | 001699 | HB GRANT CTO-MUSCLE BIOPSY-PA NEEDLE | 0 |  | 240.03 |  |  |  |  | 0 |  | 0 |  | 0 |  | 0 |  | 0 |  | 0 |  | 0 |  | 0 |  | 0 |  | 0 |  | 0 |  | 0 | 0 | 0 | 0
2013-01-01 | 190 - CTO GRANT | 570204 | HB GRANT-RESEARCH MONITORING PER HOUR | 0 |  | 0 |  |  |  |  | 0 |  | 0 |  | 0 |  | 0 |  | 0 |  | 0 |  | 0 |  | 0 |  | 0 |  | 0 |  | 0 |  | 0 | 0 | 0 | 0
2014-10-01 | 340-RESEARCH | 001593 | HB RESEARCH-MOBILE NURSING PER HOUR | 0 |  | 70 |  |  |  |  | 0 |  | 0 |  | 0 |  | 0 |  | 0 |  | 0 |  | 0 |  | 0 |  | 0 |  | 0 |  | 0 |  | 0 | 0 | 0 | 0
2014-10-01 | 340-RESEARCH | 001594 | HB RESEARCH-MOBILE NURSING PER 15 MIN | 0 |  | 17.5 |  |  |  |  | 0 |  | 0 |  | 0 |  | 0 |  | 0 |  | 0 |  | 0 |  | 0 |  | 0 |  | 0 |  | 0 |  | 0 | 0 | 0 | 0
2004-10-01 | 340-RESEARCH | 015204 | HB RESEARCH-SHORT STAY 00-04 HOURS | 0 |  | 225.76 |  |  |  |  | 0 |  | 0 |  | 0 |  | 0 |  | 0 |  | 0 |  | 0 |  | 0 |  | 0 |  | 0 |  | 0 |  | 0 | 0 | 0 | 0
2004-10-01 | 340-RESEARCH | 015205 | HB RESEARCH-SHORT STAY 05-13 HOURS | 0 |  | 733.76 |  |  |  |  | 0 |  | 0 |  | 0 |  | 0 |  | 0 |  | 0 |  | 0 |  | 0 |  | 0 |  | 0 |  | 0 |  | 0 | 0 | 0 | 0
2004-10-01 | 340-RESEARCH | 015206 | HB RESEARCH-SHORT STAY 14-23 HOURS | 0 |  | 1298.19 |  |  |  |  | 0 |  | 0 |  | 0 |  | 0 |  | 0 |  | 0 |  | 0 |  | 0 |  | 0 |  | 0 |  | 0 |  | 0 | 0 | 0 | 0
2013-04-01 | 340-RESEARCH | 046082 | HB RESEARCH-O/P-STUDY INITIATION FEE | 0 |  | 226.45 |  |  |  |  | 0 |  | 0 |  | 0 |  | 0 |  | 0 |  | 0 |  | 0 |  | 0 |  | 0 |  | 0 |  | 0 |  | 0 | 0 | 0 | 0
2013-04-01 | 340-RESEARCH | 046083 | HB RESEARCH-O/P-NP SERVICES PER 30 MIN | 0 |  | 28.31 |  |  |  |  | 0 |  | 0 |  | 0 |  | 0 |  | 0 |  | 0 |  | 0 |  | 0 |  | 0 |  | 0 |  | 0 |  | 0 | 0 | 0 | 0
2013-04-01 | 340-RESEARCH | 046084 | HB RESEARCH-O/P-RN (HIGH LEVEL OF CARE) PER 30 MIN | 0 |  | 21.52 |  |  |  |  | 0 |  | 0 |  | 0 |  | 0 |  | 0 |  | 0 |  | 0 |  | 0 |  | 0 |  | 0 |  | 0 |  | 0 | 0 | 0 | 0
2013-04-01 | 340-RESEARCH | 046085 | HB RESEARCH-O/P-RN (MEDIUM LEVEL CARE) PER 30 MIN | 0 |  | 13.58 |  |  |  |  | 0 |  | 0 |  | 0 |  | 0 |  | 0 |  | 0 |  | 0 |  | 0 |  | 0 |  | 0 |  | 0 |  | 0 | 0 | 0 | 0
2013-04-01 | 340-RESEARCH | 046086 | HB RESEARCH-O/P-RN (LOW LEVEL OF CARE) PER 30 MIN | 0 |  | 7.92 |  |  |  |  | 0 |  | 0 |  | 0 |  | 0 |  | 0 |  | 0 |  | 0 |  | 0 |  | 0 |  | 0 |  | 0 |  | 0 | 0 | 0 | 0
2013-04-01 | 340-RESEARCH | 046087 | HB RESEARCH-O/P-CRT (LOW LEVEL WITH RN SUPPORT) PER 30 MIN | 0 |  | 5.66 |  |  |  |  | 0 |  | 0 |  | 0 |  | 0 |  | 0 |  | 0 |  | 0 |  | 0 |  | 0 |  | 0 |  | 0 |  | 0 | 0 | 0 | 0
2013-04-01 | 340-RESEARCH | 046088 | HB RESEARCH-O/P-CRT (HIGH LEVEL WITH RN SUPPORT) PER 30 MIN | 0 |  | 11.32 |  |  |  |  | 0 |  | 0 |  | 0 |  | 0 |  | 0 |  | 0 |  | 0 |  | 0 |  | 0 |  | 0 |  | 0 |  | 0 | 0 | 0 | 0
2013-04-01 | 340-RESEARCH | 046089 | HB RESEARCH-O/P-VENIPUNCTURE | 0 |  | 7.92 |  |  |  |  | 0 |  | 0 |  | 0 |  | 0 |  | 0 |  | 0 |  | 0 |  | 0 |  | 0 |  | 0 |  | 0 |  | 0 | 0 | 0 | 0
2013-04-01 | 340-RESEARCH | 046090 | HB RESEARCH-O/P-IV START | 0 |  | 12.45 |  |  |  |  | 0 |  | 0 |  | 0 |  | 0 |  | 0 |  | 0 |  | 0 |  | 0 |  | 0 |  | 0 |  | 0 |  | 0 | 0 | 0 | 0
2013-04-01 | 340-RESEARCH | 046091 | HB RESEARCH-O/P-BLOOD DRAW FROM AN IV | 0 |  | 4.53 |  |  |  |  | 0 |  | 0 |  | 0 |  | 0 |  | 0 |  | 0 |  | 0 |  | 0 |  | 0 |  | 0 |  | 0 |  | 0 | 0 | 0 | 0
2013-04-01 | 340-RESEARCH | 046092 | HB RESEARCH-O/P-PORT DRAW OR CENTRAL LINE DRAW | 0 |  | 22.65 |  |  |  |  | 0 |  | 0 |  | 0 |  | 0 |  | 0 |  | 0 |  | 0 |  | 0 |  | 0 |  | 0 |  | 0 |  | 0 | 0 | 0 | 0
2013-04-01 | 340-RESEARCH | 046093 | HB RESEARCH-O/P-INFUSION 1ST HOUR | 0 |  | 41.89 |  |  |  |  | 0 |  | 0 |  | 0 |  | 0 |  | 0 |  | 0 |  | 0 |  | 0 |  | 0 |  | 0 |  | 0 |  | 0 | 0 | 0 | 0
2013-04-01 | 340-RESEARCH | 046094 | HB RESEARCH-O/P-INFUSION EACH ADDITIONAL HOUR | 0 |  | 24.91 |  |  |  |  | 0 |  | 0 |  | 0 |  | 0 |  | 0 |  | 0 |  | 0 |  | 0 |  | 0 |  | 0 |  | 0 |  | 0 | 0 | 0 | 0
2013-04-01 | 340-RESEARCH | 046095 | HB RESEARCH-O/P-SAMPLE PROCESSING (PER SAMPLE) | 0 |  | 2.26 |  |  |  |  | 0 |  | 0 |  | 0 |  | 0 |  | 0 |  | 0 |  | 0 |  | 0 |  | 0 |  | 0 |  | 0 |  | 0 | 0 | 0 | 0
2013-04-01 | 340-RESEARCH | 046096 | HB RESEARCH-O/P-CELL COLLECTION | 0 |  | 70.2 |  |  |  |  | 0 |  | 0 |  | 0 |  | 0 |  | 0 |  | 0 |  | 0 |  | 0 |  | 0 |  | 0 |  | 0 |  | 0 | 0 | 0 | 0
2013-04-01 | 340-RESEARCH | 046097 | HB RESEARCH-O/P-OGTT (ORAL GLUCOSE TOLERANCE) | 0 |  | 28.31 |  |  |  |  | 0 |  | 0 |  | 0 |  | 0 |  | 0 |  | 0 |  | 0 |  | 0 |  | 0 |  | 0 |  | 0 |  | 0 | 0 | 0 | 0
2013-04-01 | 340-RESEARCH | 046098 | HB RESEARCH-O/P-IVGTT (IV GLUCOSE TOLERANCE) | 0 |  | 223.05 |  |  |  |  | 0 |  | 0 |  | 0 |  | 0 |  | 0 |  | 0 |  | 0 |  | 0 |  | 0 |  | 0 |  | 0 |  | 0 | 0 | 0 | 0
2013-04-01 | 340-RESEARCH | 046099 | HB RESEARCH-O/P-ECG (SINGLE) | 0 |  | 5.66 |  |  |  |  | 0 |  | 0 |  | 0 |  | 0 |  | 0 |  | 0 |  | 0 |  | 0 |  | 0 |  | 0 |  | 0 |  | 0 | 0 | 0 | 0
2013-04-01 | 340-RESEARCH | 046100 | HB RESEARCH-O/P-ECG (SERIAL) | 0 |  | 9.06 |  |  |  |  | 0 |  | 0 |  | 0 |  | 0 |  | 0 |  | 0 |  | 0 |  | 0 |  | 0 |  | 0 |  | 0 |  | 0 | 0 | 0 | 0
2013-04-01 | 340-RESEARCH | 046101 | HB RESEARCH-O/P-USE MACHINE W ASSISTANCE 60 MIN | 0 |  | 90.58 |  |  |  |  | 0 |  | 0 |  | 0 |  | 0 |  | 0 |  | 0 |  | 0 |  | 0 |  | 0 |  | 0 |  | 0 |  | 0 | 0 | 0 | 0
2012-04-01 | 190 - CTO GRANT | 1595 | CTRC ECHO (15 MINUTE UNITS) | 848 |  | 37.62 |  |  |  | 41 | 1542.42 | 14 | 526.68 |  | 0 | 56 | 2106.72 | 9 | 338.58 | 70 | 2633.4 | 81 | 3047.22 | 96 | 3611.52 | 162 | 6094.44 | 125 | 4702.5 | 68 | 2558.16 | 126 | 4740.12 | 848 | 31901.76 | 5.1742
2011-01-01 | 190 - CTO GRANT | 1597 | CTO-ECHO COMPLETE INTERPRETATION | 20 |  | 300.04 |  |  |  | 1 | 300.04 |  | 0 | 1 | 300.04 | 1 | 300.04 | 1 | 300.04 |  | 0 | 5 | 1500.2 | 3 | 900.12 | 2 | 600.08 | 4 | 1200.16 |  | 0 | 2 | 600.08 | 20 | 6000.8 | 0.97327
2011-01-01 | 190 - CTO GRANT | 1598 | CTO-ECHO LIMITED INTERPRETATION | 107 |  | 120.02 |  |  |  | 12 | 1440.24 | 11 | 1320.22 | 10 | 1200.2 | 11 | 1320.22 | 5 | 600.1 | 16 | 1920.32 | 10 | 1200.2 | 4 | 480.08 | 5 | 600.1 | 10 | 1200.2 | 5 | 600.1 | 8 | 960.16 | 107 | 12842.14 | 2.0829
[35 empty] | Total 1yr rev | % | Mo. Avg
|  |  |  | 8056 | [5 empty] | 631 | 35749.06 | 468 | 42856.65 | 785 | 70149.49 | 661 | 83141.71 | 559 | 65325.53 | 693 | 48902.26 | 707 | 46254.79 | 664 | 42667.31 | 802 | 46652.27 | 784 | 47353.25 | 732 | 42527.46 | 697 | 44978.16 | 8056 | 616557.94 | 100 | 51379.8283
|  |  | Visits | 2200 | [5 empty] | actual | 32531.6446 |  | 38999.5515 |  | 63836.0359 |  | 75658.9561 |  | 59446.2323 |  | 44501.0566 |  | 42091.8589 |  | 34133.848 |  | 42453.5657 |  | 43091.4575 |  | 38699.9886 |  | 40930.1256
2014
30% of rev is IP room charges
28% of rev is OP room charges
31% of rev is Nursing services
10% of rev is Echo services
58% of all rev is room charges accounting for $362,100 out of $616,558
Need to add SIM codes for CTO
|  |  | CTO - IP ADMISSION/DISCHARGE ADMIN FEE |  |  | 72
|  |  | CTO - IP CANCELLATION FEE WITHOUT 2 WEEK NOTICE |  |  | 250
|  |  | CTO - OP CANCELLATION FEE WITHOUT 48 HOUR NOTICE |  |  | 100
|  |  | CTO - ANTHROPOMETRICS |  |  | 26.5
|  |  | CTO - VITALS |  |  | 18
|  |  | CTO - IV START |  |  | 38.5
|  |  | CTO - INFUSION - 1ST HOUR, INCLUDES IV START |  |  | 150
|  |  | CTO - INFUSION - EACH ADD'L HOUR |  |  | 88
|  |  | CTO - MEDICATION ADMINISTRATION - IV |  |  | 54
|  |  | CTO - MEDICATION ADMINISTRATION - ORAL, IM, SUB-Q |  |  | 27.5
|  |  | CTO - URINE PREG TEST |  |  | 22.5
|  |  | CTO - PHYS ASST ONE-ON-ONE OR OBSERVATION - 15 MIN. |  |  | 35
|  |  | CTO - RN ONE-ON-ONE OR OBSERVATION - 15 MIN. |  |  | 22

## Yr tally (hidden)
[5 empty] | Hospital Charge | Current CTO | CTRC chrg | CTRC + 55% | CTRC + 100% | JAN 2014 |  | FEB 2014 |  | MAR 2014 |  | APR 2014 |  | MAY 2014 |  | JUN 2014 |  | JUL 2014 |  | AUG 2014 |  | Sept 2014 |  | Oct 2014 |  | Nov 2014 |  | Dec 2014
EFF_FROM_DATE | BILLING_CATEGORY_DESC | PROC_CHG_CODE | PROCEDURE_NAME | UB_REV_CODE |  | 018-UH-DEF-FSC |  |  |  | Quantity | EPIC Revenue | Quantity | EPIC Revenue | Quantity | EPIC Revenue | Quantity | EPIC Revenue | Quantity | EPIC Revenue | Quantity | EPIC Revenue | Quantity | EPIC Revenue | Quantity | EPIC Revenue | Quantity | EPIC Revenue | Quantity | EPIC Revenue | Quantity | EPIC Revenue | Quantity | EPIC Revenue
2012-04-01 | 190 - CTO GRANT | 1593 | HB GRANT CTO-RN TIME PER HOUR | 480 |  | 70 | 44 | 68.2 | 88 |  | 0 |  | 0 |  | 0 |  | 0 |  | 0 |  | 0 |  | 0 |  | 0 |  | 0 |  | 0 | 2 | 140 |  | 0 | 2 | 140 | 0.022035
2012-04-01 | 190 - CTO GRANT | 001595 | HB GRANT-CTRC ECHO (15 MINUTE UNITS) | 480 |  | 37.62 |  |  |  | 41 | 1542.42 | 14 | 526.68 |  | 0 | 56 | 2106.72 | 9 | 338.58 | 70 | 2633.4 | 81 | 3047.22 | 96 | 3611.52 | 162 | 6094.44 | 125 | 4702.5 | 68 | 2558.16 | 126 | 4740.12 | 848 | 31901.76 | 5.0212
2012-04-01 | 190 - CTO GRANT | 001596 | HB GRANT CTO-PHLEBOTOMY CHAIR | 510 |  | 16.99 |  |  |  |  | 0 |  | 0 |  | 0 |  | 0 |  | 0 |  | 0 |  | 0 |  | 0 |  | 0 |  | 0 |  | 0 |  | 0 | 0 | 0 | 0
2011-01-01 | 190 - CTO GRANT | 001597 | HB GRANT CTO-ECHO COMPLETE INTERPRETATION | 480 |  | 300.04 |  |  |  | 1 | 300.04 |  | 0 | 1 | 300.04 | 1 | 300.04 | 1 | 300.04 |  | 0 | 5 | 1500.2 | 3 | 900.12 | 2 | 600.08 | 4 | 1200.16 |  | 0 | 2 | 600.08 | 20 | 6000.8 | 0.9445
2011-01-01 | 190 - CTO GRANT | 001598 | HB GRANT CTO-ECHO LIMITED INTERPRETATION | 480 |  | 120.02 |  |  |  | 12 | 1440.24 | 11 | 1320.22 | 10 | 1200.2 | 11 | 1320.22 | 5 | 600.1 | 16 | 1920.32 | 10 | 1200.2 | 4 | 480.08 | 5 | 600.1 | 10 | 1200.2 | 5 | 600.1 | 8 | 960.16 | 107 | 12842.14 | 2.0213
2011-01-01 | 190 - CTO GRANT | 001599 | HB GRANT CTO-LIVER BIOPSY | 761 |  | 240.03 |  |  |  |  | 0 |  | 0 |  | 0 |  | 0 |  | 0 |  | 0 |  | 0 |  | 0 |  | 0 |  | 0 |  | 0 |  | 0 | 0 | 0 | 0
2007-12-01 | 190 - CTO GRANT | 001600 | HB GRANT CTO-INPT MED SURG ROOM RATE | 129 |  | 1029.21 |  |  |  |  | 0 |  | 0 | 4 | 4116.84 | 5 | 5146.05 |  | 0 |  | 0 | 4 | 4116.84 |  | 0 |  | 0 | 1 | 1029.21 |  | 0 |  | 0 | 14 | 14408.94 | 2.2679
2007-12-01 | 190 - CTO GRANT | 001601 | HB GRANT CTO-INPT MED SURG W TELE ROOM | 129 |  | 1200.18 |  |  |  |  | 0 |  | 0 |  | 0 |  | 0 |  | 0 |  | 0 |  | 0 |  | 0 |  | 0 |  | 0 |  | 0 |  | 0 | 0 | 0 | 0
2007-12-01 | 190 - CTO GRANT | 001602 | HB GRANT CTO-INPT STEP DOWN ROOM RATE | 129 |  | 1800.27 |  |  |  |  | 0 | 3 | 5400.81 |  | 0 | 5 | 9001.35 | 2 | 3600.54 |  | 0 |  | 0 |  | 0 |  | 0 |  | 0 |  | 0 |  | 0 | 10 | 18002.7 | 2.8335
2007-12-01 | 190 - CTO GRANT | 001603 | HB GRANT CTO-INPT ICU ROOM RATE | 129 |  | 1879.52 |  |  |  |  | 0 |  | 0 |  | 0 |  | 0 |  | 0 |  | 0 |  | 0 |  | 0 |  | 0 |  | 0 |  | 0 |  | 0 | 0 | 0 | 0
2007-12-01 | 190 - CTO GRANT | 001604 | HB GRANT CTO-INPT SHORT STAY (0-4 HRS) | 760 |  | 170.97 |  |  |  | 2 | 341.94 | 1 | 170.97 | 1 | 170.97 | 4 | 683.88 |  | 0 |  | 0 |  | 0 | 1 | 170.97 | 2 | 341.94 |  | 0 |  | 0 | 1 | 170.97 | 12 | 2051.64 | 0.32292
2007-12-01 | 190 - CTO GRANT | 001605 | HB GRANT CTO-INPT SHORT STAY (5-13 HRS) | 760 |  | 558.19 |  |  |  | 1 | 558.19 |  | 0 | 3 | 1674.57 | 3 | 1674.57 | 1 | 558.19 | 3 | 1674.57 | 3 | 1674.57 | 5 | 2790.95 |  | 0 | 2 | 1116.38 | 6 | 3349.14 | 2 | 1116.38 | 29 | 16187.51 | 2.5478
2007-12-01 | 190 - CTO GRANT | 001606 | HB GRANT CTO-INPT SHORT STAY (14-23 HRS) | 760 |  | 985.04 |  |  |  |  | 0 | 2 | 1970.08 |  | 0 |  | 0 |  | 0 |  | 0 |  | 0 |  | 0 |  | 0 |  | 0 |  | 0 |  | 0 | 2 | 1970.08 | 0.31008
2007-12-01 | 190 - CTO GRANT | 001607 | HB GRANT CTO-TELE MONITOR 60 MIN UNITS | 732 |  | 60.01 |  |  |  |  | 0 |  | 0 | 2 | 120.02 |  | 0 |  | 0 |  | 0 |  | 0 |  | 0 |  | 0 |  | 0 | 2 | 120.02 | 6 | 360.06 | 10 | 600.1 | 0.094453 | 29.4023 | 29% of rev is IP room charges
2007-12-01 | 190 - CTO GRANT | 001608 | HB GRANT CTO-1 TO 1 RN CHARGE 60 MIN UNITS | 510 |  | 112.56 |  |  |  |  | 0 | 7 | 787.92 |  | 0 | 5 | 562.8 | 8 | 900.48 |  | 0 |  | 0 |  | 0 |  | 0 | 2 | 225.12 |  | 0 |  | 0 | 22 | 2476.32 | 0.38976
2007-12-01 | 190 - CTO GRANT | 001609 | HB GRANT CTO-OUTPT EXAM RM 20 MIN | 510 |  | 67.96 |  |  |  | 99 | 6728.04 | 77 | 5232.92 | 81 | 5504.76 | 69 | 4689.24 | 44 | 2990.24 | 61 | 4145.56 | 52 | 3533.92 | 46 | 3126.16 | 59 | 4009.64 | 54 | 3669.84 | 49 | 3330.04 | 44 | 2990.24 | 735 | 49950.6 | 7.862
2007-12-01 | 190 - CTO GRANT | 001610 | HB GRANT CTO-OUTPT EXAM RM 20 MIN NO RN | 510 |  | 44.60 |  |  |  | 5 | 223 |  | 0 |  | 0 | 1 | 44.6 | 3 | 133.8 | 3 | 133.8 |  | 0 |  | 0 | 2 | 89.2 | 4 | 178.4 |  | 0 | 2 | 89.2 | 20 | 892 | 0.1404
2007-12-01 | 190 - CTO GRANT | 001611 | HB GRANT CTO-OUTPT EXAM RM 21-39 MIN | 510 |  | 78.58 |  |  |  | 40 | 3143.2 | 43 | 3378.94 | 28 | 2200.24 | 39 | 3064.62 | 25 | 1964.5 | 33 | 2593.14 | 29 | 2278.82 | 34 | 2671.72 | 40 | 3143.2 | 47 | 3693.26 | 34 | 2671.72 | 77 | 6050.66 | 469 | 36854.02 | 5.8007
2007-12-01 | 190 - CTO GRANT | 001612 | HB GRANT CTO-OUTPT EXAM RM 21-39 MIN NO RN | 510 |  | 56.28 |  |  |  |  | 0 |  | 0 |  | 0 |  | 0 |  | 0 |  | 0 |  | 0 |  | 0 |  | 0 |  | 0 |  | 0 |  | 0 | 0 | 0 | 0
2007-12-01 | 190 - CTO GRANT | 001613 | HB GRANT CTO-OUTPT EXAM RM 40-59 MIN | 510 |  | 95.57 |  |  |  | 10 | 955.7 | 12 | 1146.84 | 12 | 1146.84 | 15 | 1433.55 | 14 | 1337.98 | 21 | 2006.97 | 24 | 2293.68 | 21 | 2006.97 | 19 | 1815.83 | 24 | 2293.68 | 25 | 2389.25 | 14 | 1337.98 | 211 | 20165.27 | 3.1739
2007-12-01 | 190 - CTO GRANT | 001614 | HB GRANT CTO-OUTPT EXAM RM 40-59 MIN NO RN | 510 |  | 67.96 |  |  |  |  | 0 |  | 0 |  | 0 |  | 0 |  | 0 |  | 0 |  | 0 |  | 0 |  | 0 |  | 0 |  | 0 |  | 0 | 0 | 0 | 0
2007-12-01 | 190 - CTO GRANT | 001615 | HB GRANT CTO-OUTPT EXAM RM 60-120 MIN | 510 |  | 146.54 |  |  |  | 11 | 1611.94 | 11 | 1611.94 | 18 | 2637.72 | 5 | 732.7 | 19 | 2784.26 | 12 | 1758.48 | 14 | 2051.56 | 13 | 1905.02 | 23 | 3370.42 | 31 | 4542.74 | 27 | 3956.58 | 9 | 1318.86 | 193 | 28282.22 | 4.4515
2007-12-01 | 190 - CTO GRANT | 001616 | HB GRANT CTO-OUTPT EXAM RM 60-120 MIN NO RN | 510 |  | 90.26 |  |  |  |  | 0 |  | 0 |  | 0 |  | 0 |  | 0 |  | 0 |  | 0 |  | 0 |  | 0 |  | 0 |  | 0 |  | 0 | 0 | 0 | 0
2007-12-01 | 190 - CTO GRANT | 001617 | HB GRANT CTO-OUTPT EXAM RM GT 120 MIN | 510 |  | 225.12 |  |  |  | 3 | 675.36 | 2 | 450.24 | 3 | 675.36 | 6 | 1350.72 |  | 0 | 1 | 225.12 | 7 | 1575.84 | 15 | 3376.8 | 2 | 450.24 | 2 | 450.24 | 2 | 450.24 | 5 | 1125.6 | 48 | 10805.76 | 1.7008
2007-12-01 | 190 - CTO GRANT | 001618 | HB GRANT CTO-OUTPT EXAM RM GT 120 MIN NO RN | 510 |  | 123.18 |  |  |  |  | 0 |  | 0 |  | 0 |  | 0 |  | 0 |  | 0 |  | 0 |  | 0 |  | 0 |  | 0 |  | 0 |  | 0 | 0 | 0 | 0
2007-12-01 | 190 - CTO GRANT | 001619 | HB GRANT CTO-INFUSE CHAIR 1ST HR | 261 |  | 150.59 | 75 | 116.25 | 150 | 7 | 1054.13 | 5 | 752.95 | 29 | 4367.11 | 6 | 903.54 | 13 | 1957.67 | 16 | 2409.44 | 7 | 1054.13 | 16 | 2409.44 | 13 | 1957.67 | 8 | 1204.72 | 13 | 1957.67 | 10 | 1505.9 | 143 | 21534.37 | 3.3894 |  | 28% of rev is OP room charges
2007-12-01 | 190 - CTO GRANT | 001620 | HB GRANT CTO-INFUSE CHAIR 1ST HR W/O RN | 261 |  | 72.46 |  |  | 0 |  | 0 |  | 0 |  | 0 |  | 0 |  | 0 |  | 0 |  | 0 |  | 0 |  | 0 |  | 0 |  | 0 |  | 0 | 0 | 0 | 0
2007-12-01 | 190 - CTO GRANT | 001621 | HB GRANT CTO-INFUSE CHAIR EA ADDL HR | 261 |  | 36.23 | 44 | 68.2 | 88 | 11 | 398.53 | 10 | 362.3 | 58 | 2101.34 | 4 | 144.92 | 16 | 579.68 | 17 | 615.91 | 2 | 72.46 | 21 | 760.83 | 16 | 579.68 | 6 | 217.38 | 14 | 507.22 | 13 | 470.99 | 188 | 6811.24 | 1.0721 | 27.5908 |  | 56.9931 | 324281.8649
2007-12-01 | 190 - CTO GRANT | 001622 | HB GRANT CTO-INFUSE CHAIR EA ADDL HR W/O RN | 261 |  | 23.78 |  |  | 0 |  | 0 |  | 0 |  | 0 |  | 0 |  | 0 |  | 0 |  | 0 |  | 0 |  | 0 |  | 0 |  | 0 |  | 0 | 0 | 0 | 0
2007-12-01 | 190 - CTO GRANT | 001623 | HB GRANT CTO-VENIPUNCTURE (1 TIME ONLY) | 300 | 35.56 | 30.57 | 15.25 | 23.6375 | 30.5 | 190 | 5808.3 | 164 | 5013.48 | 176 | 5380.32 | 153 | 4677.21 | 118 | 3607.26 | 146 | 4463.22 | 132 | 4035.24 | 121 | 3698.97 | 166 | 5074.62 | 168 | 5135.76 | 155 | 4738.35 | 159 | 4860.63 | 1848 | 56493.36 | 8.8918 |  | 57% of all rev is room charges accounting for $342,494 out of $600,866
2007-12-01 | 190 - CTO GRANT | 001624 | HB GRANT CTO-PORT OR CENTRAL LINE DRAW | 761 | 189.49 | 150.59 | 25.5 | 39.525 | 51 |  | 0 |  | 0 |  | 0 |  | 0 | 2 | 301.18 |  | 0 | 1 | 150.59 |  | 0 |  | 0 |  | 0 |  | 0 |  | 0 | 3 | 451.77 | 0.071107
2007-12-01 | 190 - CTO GRANT | 001625 | HB GRANT CTO-PHARMACOKINETICS PER DRAW | 761 |  | 14.71 | 5 | 7.75 | 10 | 49 | 720.79 | 25 | 367.75 | 166 | 2441.86 | 127 | 1868.17 | 51 | 750.21 | 61 | 897.31 | 60 | 882.6 | 45 | 661.95 | 43 | 632.53 | 28 | 411.88 | 53 | 779.63 | 29 | 426.59 | 737 | 10841.27 | 1.7064
2007-12-01 | 190 - CTO GRANT | 001626 | HB GRANT CTO-PULSE OX SINGLE | 460 |  | 23.78 | 9 | 13.95 | 18 |  | 0 |  | 0 |  | 0 | 3 | 71.34 |  | 0 |  | 0 |  | 0 |  | 0 |  | 0 |  | 0 |  | 0 |  | 0 | 3 | 71.34 | 0.011229
2007-12-01 | 190 - CTO GRANT | 001627 | HB GRANT CTO-PULSE OX MULTIPLE | 460 |  | 120.02 |  |  | 0 |  | 0 |  | 0 |  | 0 |  | 0 |  | 0 |  | 0 |  | 0 |  | 0 |  | 0 |  | 0 |  | 0 |  | 0 | 0 | 0 | 0
2007-12-01 | 190 - CTO GRANT | 001628 | HB GRANT CTO-ECG W/O INTERPRETATION | 730 | 185.51 | 120.02 | 15.5 | 24.025 | 31 | 26 | 3120.52 | 19 | 2280.38 | 13 | 1560.26 | 17 | 2040.34 | 13 | 1560.26 | 5 | 600.1 | 18 | 2160.36 | 16 | 1920.32 | 32 | 3840.64 | 31 | 3720.62 | 30 | 3600.6 | 29 | 3480.58 | 249 | 29884.98 | 4.7038
2007-12-01 | 190 - CTO GRANT | 001629 | HB GRANT CTO-ECG (SERIAL UP TO 3) | 730 | 232.83 | 238.90 | 20 | 31 | 40 | 16 | 3822.4 |  | 0 | 5 | 1194.5 | 6 | 1433.4 |  | 0 | 1 | 238.9 |  | 0 |  | 0 |  | 0 | 1 | 238.9 |  | 0 |  | 0 | 29 | 6928.1 | 1.0905
2007-12-01 | 190 - CTO GRANT | 001630 | HB GRANT CTO-(IVGTT) INTRAVEN GLUC TOL TEST | 300 |  | 360.06 |  |  | 0 |  | 0 |  | 0 |  | 0 |  | 0 |  | 0 |  | 0 |  | 0 |  | 0 |  | 0 |  | 0 |  | 0 |  | 0 | 0 | 0 | 0
2007-12-01 | 190 - CTO GRANT | 001631 | HB GRANT CTO-(OGGT) ORAL GLUC TOL TEST | 300 |  | 240.04 |  |  | 0 |  | 0 |  | 0 |  | 0 |  | 0 |  | 0 |  | 0 |  | 0 |  | 0 |  | 0 |  | 0 |  | 0 |  | 0 | 0 | 0 | 0
2007-12-01 | 190 - CTO GRANT | 001632 | HB GRANT CTO-MIX MEAL TOLERANCE TEST | 300 |  | 240.04 | 108.25 | 167.7875 | 216.5 |  | 0 |  | 0 |  | 0 |  | 0 |  | 0 |  | 0 |  | 0 |  | 0 | 1 | 240.04 |  | 0 |  | 0 |  | 0 | 1 | 240.04 | 0.037781
2007-12-01 | 190 - CTO GRANT | 001633 | HB GRANT CTO-STRESS TREADMILL W/O INTRP | 482 |  | 450.63 |  |  | 0 |  | 0 |  | 0 |  | 0 |  | 0 |  | 0 |  | 0 |  | 0 |  | 0 |  | 0 |  | 0 |  | 0 |  | 0 | 0 | 0 | 0
2007-12-01 | 190 - CTO GRANT | 001634 | HB GRANT CTO-VO2 MAX TESTING | 460 |  | 450.63 |  |  | 0 |  | 0 |  | 0 |  | 0 |  | 0 |  | 0 |  | 0 |  | 0 |  | 0 |  | 0 |  | 0 |  | 0 |  | 0 | 0 | 0 | 0
2007-12-01 | 190 - CTO GRANT | 001635 | HB GRANT CTO-CAL ROOM 60 MIN UNITS | 761 |  | 120.02 |  |  | 0 |  | 0 |  | 0 |  | 0 |  | 0 |  | 0 |  | 0 |  | 0 |  | 0 |  | 0 |  | 0 |  | 0 |  | 0 | 0 | 0 | 0
2007-12-01 | 190 - CTO GRANT | 001636 | HB GRANT CTO-CAL ROOM PER NIGHT | 761 |  | 960.14 |  |  | 0 |  | 0 |  | 0 |  | 0 |  | 0 |  | 0 |  | 0 |  | 0 |  | 0 |  | 0 |  | 0 |  | 0 |  | 0 | 0 | 0 | 0
2007-12-01 | 190 - CTO GRANT | 001637 | HB GRANT CTO-RMR INCLUDE INTERPRETATION | 761 |  | 360.05 |  |  | 0 |  | 0 |  | 0 |  | 0 |  | 0 |  | 0 |  | 0 |  | 0 |  | 0 |  | 0 |  | 0 |  | 0 |  | 0 | 0 | 0 | 0
2007-12-01 | 190 - CTO GRANT | 001638 | HB GRANT CTO-BIKE EXERCISE TESTING | 761 |  | 450.63 |  |  | 0 |  | 0 |  | 0 |  | 0 |  | 0 |  | 0 |  | 0 |  | 0 |  | 0 |  | 0 |  | 0 |  | 0 |  | 0 | 0 | 0 | 0
2008-05-01 | 190 - CTO GRANT | 001640 | HB GRANT CTO-AFTERHOURS BLOOD DRAW | 300 |  | 47.55 | 15.25 | 23.6375 | 30.5 | 19 | 903.45 | 16 | 760.8 | 16 | 760.8 | 12 | 570.6 | 10 | 475.5 | 13 | 618.15 | 8 | 380.4 | 13 | 618.15 | 6 | 285.3 | 10 | 475.5 | 24 | 1141.2 | 6 | 285.3 | 153 | 7275.15 | 1.1451
2007-12-01 | 190 - CTO GRANT | 001641 | HB GRANT CTO-SUPPLIES-LOW | 272 |  | 36.23 |  |  |  | 5 | 181.15 | 5 | 181.15 | 17 | 615.91 | 9 | 326.07 | 4 | 144.92 | 9 | 326.07 | 9 | 326.07 | 9 | 326.07 | 6 | 217.38 | 5 | 181.15 | 7 | 253.61 | 5 | 181.15 | 90 | 3260.7 | 0.51322
2007-12-01 | 190 - CTO GRANT | 001642 | HB GRANT CTO-SUPPLIES-MID | 272 |  | 72.46 |  |  |  |  | 0 |  | 0 | 1 | 72.46 |  | 0 |  | 0 |  | 0 |  | 0 |  | 0 |  | 0 |  | 0 |  | 0 |  | 0 | 1 | 72.46 | 0.011405
2007-12-01 | 190 - CTO GRANT | 001643 | HB GRANT CTO-SUPPLIES-HIGH | 272 |  | 107.56 |  |  |  |  | 0 |  | 0 |  | 0 |  | 0 |  | 0 |  | 0 |  | 0 |  | 0 |  | 0 |  | 0 |  | 0 |  | 0 | 0 | 0 | 0
2007-12-01 | 190 - CTO GRANT | 001644 | HB GRANT CTO-DXA LUMBAR SPINE | 320 |  | 300.04 |  |  |  |  | 0 |  | 0 |  | 0 |  | 0 |  | 0 |  | 0 |  | 0 |  | 0 |  | 0 |  | 0 |  | 0 |  | 0 | 0 | 0 | 0
2007-12-01 | 190 - CTO GRANT | 001645 | HB GRANT CTO-DXA PROXIMAL FEMUR | 320 |  | 300.04 |  |  |  |  | 0 |  | 0 |  | 0 |  | 0 |  | 0 |  | 0 |  | 0 |  | 0 |  | 0 |  | 0 |  | 0 |  | 0 | 0 | 0 | 0
2007-12-01 | 190 - CTO GRANT | 001646 | HB GRANT CTO-DXA TOTAL BODY | 320 |  | 300.04 |  |  |  |  | 0 |  | 0 |  | 0 |  | 0 |  | 0 |  | 0 |  | 0 |  | 0 |  | 0 |  | 0 |  | 0 |  | 0 | 0 | 0 | 0
2007-12-01 | 190 - CTO GRANT | 001647 | HB GRANT CTO-DXA SPINE, FEMUR, WHOLE BODY | 320 |  | 600.08 |  |  |  |  | 0 |  | 0 |  | 0 |  | 0 |  | 0 |  | 0 |  | 0 |  | 0 |  | 0 |  | 0 |  | 0 |  | 0 | 0 | 0 | 0
2007-12-01 | 190 - CTO GRANT | 001648 | HB GRANT CTO-EJECTION FRACTION (EF) ONLY | 480 |  | 181.16 |  |  |  | 12 | 2173.92 | 11 | 1992.76 | 10 | 1811.6 | 11 | 1992.76 | 5 | 905.8 | 16 | 2898.56 | 10 | 1811.6 | 4 | 724.64 | 5 | 905.8 | 10 | 1811.6 | 5 | 905.8 | 8 | 1449.28 | 107 | 19384.12 | 3.051
2007-12-01 | 190 - CTO GRANT | 001649 | HB GRANT CTO-2-D ECHO BASIC | 480 |  | 300.06 |  |  |  |  | 0 |  | 0 |  | 0 |  | 0 |  | 0 |  | 0 |  | 0 |  | 0 |  | 0 |  | 0 |  | 0 |  | 0 | 0 | 0 | 0
2007-12-01 | 190 - CTO GRANT | 001650 | HB GRANT CTO-2-D ECHO DOPPLER & FLOW MAP | 480 |  | 480.07 |  |  |  | 1 | 480.07 |  | 0 | 1 | 480.07 | 1 | 480.07 | 1 | 480.07 |  | 0 | 5 | 2400.35 | 3 | 1440.21 | 1 | 480.07 | 5 | 2400.35 |  | 0 | 3 | 1440.21 | 21 | 10081.47 | 1.5868
2007-12-01 | 190 - CTO GRANT | 001651 | HB GRANT CTO-TISSUE DOPPLER TRACK/STAIN | 480 |  | 540.12 |  |  |  |  | 0 |  | 0 |  | 0 |  | 0 |  | 0 |  | 0 |  | 0 |  | 0 |  | 0 |  | 0 |  | 0 |  | 0 | 0 | 0 | 0
2007-12-01 | 190 - CTO GRANT | 001655 | HB GRANT CTO-ARTERIAL INTIMA-MEDIAL THICKNESS | 920 |  | 120.02 |  |  |  |  | 0 |  | 0 |  | 0 |  | 0 |  | 0 |  | 0 |  | 0 |  | 0 |  | 0 |  | 0 |  | 0 |  | 0 | 0 | 0 | 0
2007-12-01 | 190 - CTO GRANT | 001656 | HB GRANT CTO-FEMORAL ARTERY IMAGING | 920 |  | 120.02 |  |  |  |  | 0 |  | 0 |  | 0 |  | 0 |  | 0 |  | 0 |  | 0 |  | 0 |  | 0 |  | 0 |  | 0 |  | 0 | 0 | 0 | 0
2007-12-01 | 190 - CTO GRANT | 001657 | HB GRANT CTO-BRACHIAL ARTERY FMD | 920 |  | 300.04 |  |  |  |  | 0 |  | 0 |  | 0 |  | 0 |  | 0 |  | 0 |  | 0 |  | 0 |  | 0 |  | 0 |  | 0 |  | 0 | 0 | 0 | 0
2007-12-01 | 190 - CTO GRANT | 001658 | HB GRANT CTO-CAROTID DUPLEX-BILATERAL | 920 |  | 420.06 |  |  |  |  | 0 |  | 0 |  | 0 |  | 0 |  | 0 |  | 0 |  | 0 |  | 0 |  | 0 |  | 0 |  | 0 |  | 0 | 0 | 0 | 0
2007-12-01 | 190 - CTO GRANT | 001659 | HB GRANT CTO-US W ASSIST 60 MIN UNIT | 402 |  | 90.58 |  |  |  |  | 0 |  | 0 |  | 0 |  | 0 |  | 0 |  | 0 |  | 0 |  | 0 |  | 0 |  | 0 |  | 0 |  | 0 | 0 | 0 | 0
2007-12-01 | 190 - CTO GRANT | 001660 | HB GRANT CTO-GOURMET MEALS | 761 |  | 45.29 |  |  |  |  | 0 |  | 0 |  | 0 |  | 0 |  | 0 |  | 0 |  | 0 |  | 0 |  | 0 |  | 0 |  | 0 |  | 0 | 0 | 0 | 0
2007-12-01 | 190 - CTO GRANT | 001661 | HB GRANT CTO-PERSONALIZED EATING PLAN | 761 |  | 240.03 |  |  |  |  | 0 |  | 0 |  | 0 |  | 0 |  | 0 |  | 0 |  | 0 |  | 0 |  | 0 |  | 0 |  | 0 |  | 0 | 0 | 0 | 0
2007-12-01 | 190 - CTO GRANT | 001662 | HB GRANT CTO-RECIPE MODIF SIMPLE | 761 |  | 47.55 |  |  |  |  | 0 |  | 0 |  | 0 |  | 0 |  | 0 |  | 0 |  | 0 |  | 0 |  | 0 |  | 0 |  | 0 |  | 0 | 0 | 0 | 0
2007-12-01 | 190 - CTO GRANT | 001663 | HB GRANT CTO-RECIPE MODIF COMPLEX | 761 |  | 101.90 |  |  |  |  | 0 |  | 0 |  | 0 |  | 0 |  | 0 |  | 0 |  | 0 |  | 0 |  | 0 |  | 0 |  | 0 |  | 0 | 0 | 0 | 0
2007-12-01 | 190 - CTO GRANT | 001664 | HB GRANT CTO-WEIGHT LOSS COUNSEL 60 MIN UNIT | 761 |  | 78.12 |  |  |  |  | 0 |  | 0 |  | 0 |  | 0 |  | 0 |  | 0 |  | 0 |  | 0 |  | 0 |  | 0 |  | 0 |  | 0 | 0 | 0 | 0
2007-12-01 | 190 - CTO GRANT | 001665 | HB GRANT CTO-FOOD PREP CLS W/O INGRED 60MIN | 761 |  | 78.12 |  |  |  |  | 0 |  | 0 |  | 0 |  | 0 |  | 0 |  | 0 |  | 0 |  | 0 |  | 0 |  | 0 |  | 0 |  | 0 | 0 | 0 | 0
2007-12-01 | 190 - CTO GRANT | 001666 | HB GRANT CTO-SUPERMARKET TOUR 60 MIN UNIT | 761 |  | 78.12 |  |  |  |  | 0 |  | 0 |  | 0 |  | 0 |  | 0 |  | 0 |  | 0 |  | 0 |  | 0 |  | 0 |  | 0 |  | 0 | 0 | 0 | 0
2007-12-01 | 190 - CTO GRANT | 001667 | HB GRANT CTO-TRAVEL 60 MIN UNITS | 761 |  | 36.23 |  |  |  |  | 0 |  | 0 |  | 0 |  | 0 |  | 0 |  | 0 |  | 0 |  | 0 |  | 0 |  | 0 |  | 0 |  | 0 | 0 | 0 | 0
2007-12-01 | 190 - CTO GRANT | 001668 | HB GRANT CTO-BREAKAFAST (BASIC SELECT MENU) | 761 |  | 14.71 |  |  |  | 1 | 14.71 |  | 0 |  | 0 |  | 0 |  | 0 |  | 0 |  | 0 |  | 0 |  | 0 | 1 | 14.71 |  | 0 |  | 0 | 2 | 29.42 | 0.0046306
2007-12-01 | 190 - CTO GRANT | 001669 | HB GRANT CTO-LUNCH (BASIC SELECT MENU) | 761 |  | 18.12 |  |  |  |  | 0 | 1 | 18.12 | 4 | 72.48 |  | 0 |  | 0 |  | 0 |  | 0 | 3 | 54.36 | 2 | 36.24 |  | 0 |  | 0 |  | 0 | 10 | 181.2 | 0.02852
2007-12-01 | 190 - CTO GRANT | 001670 | HB GRANT CTO-DINNER (BASIC SELECT MENU) | 761 |  | 20.38 |  |  |  |  | 0 |  | 0 |  | 0 | 2 | 40.76 |  | 0 |  | 0 |  | 0 |  | 0 |  | 0 |  | 0 |  | 0 |  | 0 | 2 | 40.76 | 0.0064155
2007-12-01 | 190 - CTO GRANT | 001671 | HB GRANT CTO-SNACK (BASIC SELECT MENU) | 761 |  | 7.92 |  |  |  |  | 0 |  | 0 | 4 | 31.68 |  | 0 |  | 0 |  | 0 |  | 0 |  | 0 |  | 0 |  | 0 |  | 0 |  | 0 | 4 | 31.68 | 0.0049863
2008-05-01 | 190 - CTO GRANT | 001672 | HB GRANT CTO-APPLICATION PROCESSIN | 510 |  | 591.47 |  |  |  |  | 0 |  | 0 |  | 0 |  | 0 |  | 0 |  | 0 |  | 0 |  | 0 |  | 0 |  | 0 |  | 0 |  | 0 | 0 | 0 | 0
2007-12-01 | 190 - CTO GRANT | 001673 | HB GRANT CTO-BREAKFAST-METABOLIC MEAL | 761 |  | 19.25 |  |  |  |  | 0 |  | 0 |  | 0 | 4 | 77 |  | 0 |  | 0 |  | 0 |  | 0 |  | 0 |  | 0 |  | 0 |  | 0 | 4 | 77 | 0.012119
2007-12-01 | 190 - CTO GRANT | 001674 | HB GRANT CTO-LUNCH-METABOLIC MEAL | 761 |  | 26.04 |  |  |  |  | 0 |  | 0 |  | 0 |  | 0 |  | 0 |  | 0 |  | 0 |  | 0 |  | 0 |  | 0 |  | 0 |  | 0 | 0 | 0 | 0
2007-12-01 | 190 - CTO GRANT | 001675 | HB GRANT CTO-DINNER-METABOLIC MEAL | 761 |  | 38.49 |  |  |  |  | 0 |  | 0 | 4 | 153.96 | 2 | 76.98 |  | 0 |  | 0 |  | 0 |  | 0 |  | 0 |  | 0 |  | 0 |  | 0 | 6 | 230.94 | 0.036349
2007-12-01 | 190 - CTO GRANT | 001676 | HB GRANT CTO-3 DAYS METABOLIC MEALS | 761 |  | 234.37 |  |  |  |  | 0 |  | 0 |  | 0 |  | 0 |  | 0 |  | 0 |  | 0 |  | 0 |  | 0 |  | 0 |  | 0 |  | 0 | 0 | 0 | 0
2007-12-01 | 190 - CTO GRANT | 001677 | HB GRANT CTO-KIDNEY BIOPSY | 761 |  | 360.05 |  |  |  |  | 0 |  | 0 |  | 0 |  | 0 |  | 0 |  | 0 |  | 0 |  | 0 |  | 0 |  | 0 |  | 0 |  | 0 | 0 | 0 | 0
2007-12-01 | 190 - CTO GRANT | 001678 | HB GRANT CTO-6 MIN WALK TEST | 761 |  | 30.57 |  |  |  |  | 0 |  | 0 |  | 0 |  | 0 |  | 0 |  | 0 |  | 0 |  | 0 |  | 0 |  | 0 |  | 0 |  | 0 | 0 | 0 | 0
2007-12-01 | 190 - CTO GRANT | 001679 | HB GRANT CTO-D-XYLOSE ABSORPTION | 300 |  | 360.06 |  |  |  |  | 0 |  | 0 |  | 0 |  | 0 |  | 0 |  | 0 |  | 0 |  | 0 |  | 0 |  | 0 |  | 0 |  | 0 | 0 | 0 | 0
2007-12-01 | 190 - CTO GRANT | 001680 | HB GRANT CTO-COMPLEX INFUSION | 761 |  | 743.88 |  |  |  |  | 0 |  | 0 |  | 0 |  | 0 |  | 0 |  | 0 |  | 0 |  | 0 |  | 0 |  | 0 |  | 0 |  | 0 | 0 | 0 | 0
2007-12-01 | 190 - CTO GRANT | 001681 | HB GRANT CTO-ECG (LOW) | 730 |  | 60.01 | 15.5 | 24.025 | 31 | 4 | 240.04 |  | 0 | 1 | 60.01 | 7 | 420.07 | 11 | 660.11 |  | 0 | 5 | 300.05 |  | 0 | 3 | 180.03 | 12 | 720.12 | 3 | 180.03 | 2 | 120.02 | 48 | 2880.48 | 0.45338
2007-12-01 | 190 - CTO GRANT | 001682 | HB GRANT CTO-ULTRASOUND | 402 |  | 60.01 |  |  |  | 1 | 60.01 | 1 | 60.01 | 1 | 60.01 |  | 0 |  | 0 |  | 0 | 3 | 180.03 | 2 | 120.02 |  | 0 | 1 | 60.01 | 1 | 60.01 |  | 0 | 10 | 600.1 | 0.094453
2008-07-01 | 190 - CTO GRANT | 001683 | HB GRANT CTO-INVEST INIT (A) STUDY CNSLT EA 15 MIN | 510 |  | 16.99 |  |  |  |  | 0 |  | 0 |  | 0 |  | 0 |  | 0 |  | 0 |  | 0 |  | 0 |  | 0 |  | 0 |  | 0 |  | 0 | 0 | 0 | 0
2008-07-01 | 190 - CTO GRANT | 001684 | HB GRANT CTO-PROVIDER CONSULT EA 15 MIN | 510 |  | 28.67 | 17.5 | 27.125 | 35 | 2 | 57.34 |  | 0 | 1 | 28.67 | 6 | 172.02 | 8 | 229.36 | 14 | 401.38 | 5 | 143.35 | 9 | 258.03 | 24 | 688.08 | 23 | 659.41 | 37 | 1060.79 | 32 | 917.44 | 161 | 4615.87 | 0.72652
2008-07-01 | 190 - CTO GRANT | 001685 | HB GRANT CTO-PROVIDER ON CALL PER NIGHT | 510 |  | 225.12 |  |  | 0 |  | 0 |  | 0 |  | 0 |  | 0 |  | 0 |  | 0 |  | 0 |  | 0 |  | 0 |  | 0 |  | 0 |  | 0 | 0 | 0 | 0
2008-07-01 | 190 - CTO GRANT | 001686 | HB GRANT CTO-INVEST INIT (A) STUDY ON CALL/NIGHT | 510 |  | 112.56 |  |  | 0 |  | 0 |  | 0 |  | 0 |  | 0 |  | 0 |  | 0 |  | 0 |  | 0 |  | 0 |  | 0 |  | 0 |  | 0 | 0 | 0 | 0
2008-07-01 | 190 - CTO GRANT | 001687 | HB GRANT CTO-PROVIDER H&P | 510 |  | 112.56 | 21 | 32.55 | 42 |  | 0 |  | 0 |  | 0 | 1 | 112.56 | 6 | 675.36 | 1 | 112.56 | 5 | 562.8 | 8 | 900.48 | 13 | 1463.28 | 9 | 1013.04 | 15 | 1688.4 | 5 | 562.8 | 63 | 7091.28 | 1.1161
2008-07-01 | 190 - CTO GRANT | 001688 | HB GRANT CTO-A STUDY H&P | 510 |  | 56.28 |  |  | 0 |  | 0 |  | 0 |  | 0 |  | 0 |  | 0 |  | 0 |  | 0 |  | 0 |  | 0 |  | 0 |  | 0 |  | 0 | 0 | 0 | 0
2008-10-01 | 190 - CTO GRANT | 001689 | HB GRANT CTO-INVEST INIT (A) STRESS TREADMILL TEST | 482 |  | 60.01 |  |  | 0 |  | 0 |  | 0 |  | 0 |  | 0 |  | 0 |  | 0 |  | 0 |  | 0 |  | 0 |  | 0 |  | 0 |  | 0 | 0 | 0 | 0
2008-10-01 | 190 - CTO GRANT | 001690 | HB GRANT CTO-INVEST INIT (A) STUDY PROVIDER TREAD TEST | 482 |  | 120.02 |  |  | 0 |  | 0 |  | 0 |  | 0 |  | 0 |  | 0 |  | 0 |  | 0 |  | 0 |  | 0 |  | 0 |  | 0 |  | 0 | 0 | 0 | 0
2008-10-01 | 190 - CTO GRANT | 001691 | HB GRANT CTO-SAMPLE PROCESS PER DRAW | 300 |  | 6.79 | 2.65 | 4.1075 | 5.3 | 56 | 380.24 | 19 | 129.01 | 78 | 529.62 | 14 | 95.06 | 132 | 896.28 | 170 | 1154.3 | 202 | 1371.58 | 141 | 957.39 | 151 | 1025.29 | 137 | 930.23 | 132 | 896.28 | 99 | 672.21 | 1331 | 9037.49 | 1.4225
2009-01-01 | 190 - CTO GRANT | 001692 | HB GRANT CTO-TB SKIN TEST | 302 |  | 60.01 | 9.5 | 14.725 | 19 |  | 0 |  | 0 |  | 0 |  | 0 |  | 0 |  | 0 | 1 | 60.01 |  | 0 |  | 0 |  | 0 |  | 0 |  | 0 | 1 | 60.01 | 0.0094453
2009-09-01 | 190 - CTO GRANT | 001693 | HB GRANT CTO-INVSTGTR INITIAT ECG INTERPRET | 730 |  | 30.57 |  |  |  |  | 0 |  | 0 |  | 0 |  | 0 |  | 0 |  | 0 |  | 0 |  | 0 |  | 0 |  | 0 |  | 0 |  | 0 | 0 | 0 | 0
2009-09-01 | 190 - CTO GRANT | 001694 | HB GRANT CTO-HEPATITIS ADMIN AND VACCINE | 771 |  | 56.28 |  |  |  |  | 0 |  | 0 |  | 0 |  | 0 |  | 0 |  | 0 |  | 0 |  | 0 |  | 0 |  | 0 |  | 0 |  | 0 | 0 | 0 | 0
2009-09-01 | 190 - CTO GRANT | 001695 | HB GRANT CTO-ECG (LOW/SERIAL) | 730 |  | 90.58 |  |  |  | 4 | 362.32 | 5 | 452.9 | 9 | 815.22 | 5 | 452.9 | 7 | 634.06 | 1 | 90.58 | 1 | 90.58 |  | 0 | 1 | 90.58 | 2 | 181.16 | 2 | 181.16 |  | 0 | 37 | 3351.46 | 0.52751
2009-09-01 | 190 - CTO GRANT | 001696 | HB GRANT CTO-ECG INTERPRETATION | 730 |  | 60.01 |  |  |  |  | 0 |  | 0 |  | 0 |  | 0 |  | 0 |  | 0 |  | 0 |  | 0 |  | 0 |  | 0 |  | 0 |  | 0 | 0 | 0 | 0
2009-09-01 | 190 - CTO GRANT | 001697 | HB GRANT CTO-AFTER HRS PORT/CNTRL LINE DRAW | 300 |  | 167.57 |  |  |  | 1 | 167.57 | 3 | 502.71 | 1 | 167.57 | 2 | 335.14 |  | 0 |  | 0 | 2 | 335.14 |  | 0 | 2 | 335.14 | 2 | 335.14 | 2 | 335.14 |  | 0 | 15 | 2513.55 | 0.39562
2010-04-01 | 190 - CTO GRANT | 001698 | HB GRANT CTO-URINE SPEC PK TEACH/COLLECT | 300 |  | 23.78 | 4.75 | 7.3625 | 9.5 | 1 | 23.78 |  | 0 |  | 0 | 1 | 23.78 | 1 | 23.78 |  | 0 |  | 0 |  | 0 |  | 0 | 2 | 47.56 | 1 | 23.78 |  | 0 | 6 | 142.68 | 0.022457
2010-07-01 | 190 - CTO GRANT | 001699 | HB GRANT CTO-MUSCLE BIOPSY-PA NEEDLE | 761 |  | 240.03 |  |  |  |  | 0 |  | 0 |  | 0 |  | 0 |  | 0 |  | 0 |  | 0 |  | 0 |  | 0 |  | 0 |  | 0 |  | 0 | 0 | 0 | 0
2013-01-01 | 190 - CTO GRANT | 570204 | HB GRANT-RESEARCH MONITORING PER HOUR | 760 |  | 0 |  |  |  |  | 0 |  | 0 |  | 0 |  | 0 |  | 0 |  | 0 |  | 0 |  | 0 |  | 0 |  | 0 |  | 0 |  | 0 | 0 | 0 | 0
2014-10-01 | 340-RESEARCH | 001593 | HB RESEARCH-MOBILE NURSING PER HOUR | 761 |  | 70.00 |  |  |  |  | 0 |  | 0 |  | 0 |  | 0 |  | 0 |  | 0 |  | 0 |  | 0 |  | 0 |  | 0 |  | 0 |  | 0 | 0 | 0 | 0
2014-10-01 | 340-RESEARCH | 001594 | HB RESEARCH-MOBILE NURSING PER 15 MIN | 761 |  | 17.50 |  |  |  |  | 0 |  | 0 |  | 0 |  | 0 |  | 0 |  | 0 |  | 0 |  | 0 |  | 0 |  | 0 |  | 0 |  | 0 | 0 | 0 | 0
2004-10-01 | 340-RESEARCH | 015204 | HB RESEARCH-SHORT STAY 00-04 HOURS | 760 |  | 225.76 |  |  |  |  | 0 |  | 0 |  | 0 |  | 0 |  | 0 |  | 0 |  | 0 |  | 0 |  | 0 |  | 0 |  | 0 |  | 0 | 0 | 0 | 0
2004-10-01 | 340-RESEARCH | 015205 | HB RESEARCH-SHORT STAY 05-13 HOURS | 760 |  | 733.76 |  |  |  |  | 0 |  | 0 |  | 0 |  | 0 |  | 0 |  | 0 |  | 0 |  | 0 |  | 0 |  | 0 |  | 0 |  | 0 | 0 | 0 | 0
2004-10-01 | 340-RESEARCH | 015206 | HB RESEARCH-SHORT STAY 14-23 HOURS | 760 |  | 1298.19 |  |  |  |  | 0 |  | 0 |  | 0 |  | 0 |  | 0 |  | 0 |  | 0 |  | 0 |  | 0 |  | 0 |  | 0 |  | 0 | 0 | 0 | 0
2013-04-01 | 340-RESEARCH | 046082 | HB RESEARCH-O/P-STUDY INITIATION FEE | 361 |  | 226.45 |  |  |  |  | 0 |  | 0 |  | 0 |  | 0 |  | 0 |  | 0 |  | 0 |  | 0 |  | 0 |  | 0 |  | 0 |  | 0 | 0 | 0 | 0
2013-04-01 | 340-RESEARCH | 046083 | HB RESEARCH-O/P-NP SERVICES PER 30 MIN | 361 |  | 28.31 |  |  |  |  | 0 |  | 0 |  | 0 |  | 0 |  | 0 |  | 0 |  | 0 |  | 0 |  | 0 |  | 0 |  | 0 |  | 0 | 0 | 0 | 0
2013-04-01 | 340-RESEARCH | 046084 | HB RESEARCH-O/P-RN (HIGH LEVEL OF CARE) PER 30 MIN | 361 |  | 21.52 |  |  |  |  | 0 |  | 0 |  | 0 |  | 0 |  | 0 |  | 0 |  | 0 |  | 0 |  | 0 |  | 0 |  | 0 |  | 0 | 0 | 0 | 0
2013-04-01 | 340-RESEARCH | 046085 | HB RESEARCH-O/P-RN (MEDIUM LEVEL CARE) PER 30 MIN | 361 |  | 13.58 |  |  |  |  | 0 |  | 0 |  | 0 |  | 0 |  | 0 |  | 0 |  | 0 |  | 0 |  | 0 |  | 0 |  | 0 |  | 0 | 0 | 0 | 0
2013-04-01 | 340-RESEARCH | 046086 | HB RESEARCH-O/P-RN (LOW LEVEL OF CARE) PER 30 MIN | 361 |  | 7.92 |  |  |  |  | 0 |  | 0 |  | 0 |  | 0 |  | 0 |  | 0 |  | 0 |  | 0 |  | 0 |  | 0 |  | 0 |  | 0 | 0 | 0 | 0
2013-04-01 | 340-RESEARCH | 046087 | HB RESEARCH-O/P-CRT (LOW LEVEL WITH RN SUPPORT) PER 30 MIN | 361 |  | 5.66 |  |  |  |  | 0 |  | 0 |  | 0 |  | 0 |  | 0 |  | 0 |  | 0 |  | 0 |  | 0 |  | 0 |  | 0 |  | 0 | 0 | 0 | 0
2013-04-01 | 340-RESEARCH | 046088 | HB RESEARCH-O/P-CRT (HIGH LEVEL WITH RN SUPPORT) PER 30 MIN | 361 |  | 11.32 |  |  |  |  | 0 |  | 0 |  | 0 |  | 0 |  | 0 |  | 0 |  | 0 |  | 0 |  | 0 |  | 0 |  | 0 |  | 0 | 0 | 0 | 0
2013-04-01 | 340-RESEARCH | 046089 | HB RESEARCH-O/P-VENIPUNCTURE | 361 |  | 7.92 |  |  |  |  | 0 |  | 0 |  | 0 |  | 0 |  | 0 |  | 0 |  | 0 |  | 0 |  | 0 |  | 0 |  | 0 |  | 0 | 0 | 0 | 0
2013-04-01 | 340-RESEARCH | 046090 | HB RESEARCH-O/P-IV START | 361 |  | 12.45 |  |  |  |  | 0 |  | 0 |  | 0 |  | 0 |  | 0 |  | 0 |  | 0 |  | 0 |  | 0 |  | 0 |  | 0 |  | 0 | 0 | 0 | 0
2013-04-01 | 340-RESEARCH | 046091 | HB RESEARCH-O/P-BLOOD DRAW FROM AN IV | 361 |  | 4.53 |  |  |  |  | 0 |  | 0 |  | 0 |  | 0 |  | 0 |  | 0 |  | 0 |  | 0 |  | 0 |  | 0 |  | 0 |  | 0 | 0 | 0 | 0
2013-04-01 | 340-RESEARCH | 046092 | HB RESEARCH-O/P-PORT DRAW OR CENTRAL LINE DRAW | 361 |  | 22.65 |  |  |  |  | 0 |  | 0 |  | 0 |  | 0 |  | 0 |  | 0 |  | 0 |  | 0 |  | 0 |  | 0 |  | 0 |  | 0 | 0 | 0 | 0
2013-04-01 | 340-RESEARCH | 046093 | HB RESEARCH-O/P-INFUSION 1ST HOUR | 361 |  | 41.89 |  |  |  |  | 0 |  | 0 |  | 0 |  | 0 |  | 0 |  | 0 |  | 0 |  | 0 |  | 0 |  | 0 |  | 0 |  | 0 | 0 | 0 | 0
2013-04-01 | 340-RESEARCH | 046094 | HB RESEARCH-O/P-INFUSION EACH ADDITIONAL HOUR | 361 |  | 24.91 |  |  |  |  | 0 |  | 0 |  | 0 |  | 0 |  | 0 |  | 0 |  | 0 |  | 0 |  | 0 |  | 0 |  | 0 |  | 0 | 0 | 0 | 0
2013-04-01 | 340-RESEARCH | 046095 | HB RESEARCH-O/P-SAMPLE PROCESSING (PER SAMPLE) | 361 |  | 2.26 |  |  |  |  | 0 |  | 0 |  | 0 |  | 0 |  | 0 |  | 0 |  | 0 |  | 0 |  | 0 |  | 0 |  | 0 |  | 0 | 0 | 0 | 0
2013-04-01 | 340-RESEARCH | 046096 | HB RESEARCH-O/P-CELL COLLECTION | 361 |  | 70.20 |  |  |  |  | 0 |  | 0 |  | 0 |  | 0 |  | 0 |  | 0 |  | 0 |  | 0 |  | 0 |  | 0 |  | 0 |  | 0 | 0 | 0 | 0
2013-04-01 | 340-RESEARCH | 046097 | HB RESEARCH-O/P-OGTT (ORAL GLUCOSE TOLERANCE) | 361 |  | 28.31 |  |  |  |  | 0 |  | 0 |  | 0 |  | 0 |  | 0 |  | 0 |  | 0 |  | 0 |  | 0 |  | 0 |  | 0 |  | 0 | 0 | 0 | 0
2013-04-01 | 340-RESEARCH | 046098 | HB RESEARCH-O/P-IVGTT (IV GLUCOSE TOLERANCE) | 361 |  | 223.05 |  |  |  |  | 0 |  | 0 |  | 0 |  | 0 |  | 0 |  | 0 |  | 0 |  | 0 |  | 0 |  | 0 |  | 0 |  | 0 | 0 | 0 | 0
2013-04-01 | 340-RESEARCH | 046099 | HB RESEARCH-O/P-ECG (SINGLE) | 361 |  | 5.66 |  |  |  |  | 0 |  | 0 |  | 0 |  | 0 |  | 0 |  | 0 |  | 0 |  | 0 |  | 0 |  | 0 |  | 0 |  | 0 | 0 | 0 | 0
2013-04-01 | 340-RESEARCH | 046100 | HB RESEARCH-O/P-ECG (SERIAL) | 361 |  | 9.06 |  |  |  |  | 0 |  | 0 |  | 0 |  | 0 |  | 0 |  | 0 |  | 0 |  | 0 |  | 0 |  | 0 |  | 0 |  | 0 | 0 | 0 | 0
2013-04-01 | 340-RESEARCH | 046101 | HB RESEARCH-O/P-USE MACHINE W ASSISTANCE 60 MIN | 361 |  | 90.58 |  |  |  |  | 0 |  | 0 |  | 0 |  | 0 |  | 0 |  | 0 |  | 0 |  | 0 |  | 0 |  | 0 |  | 0 |  | 0 | 0 | 0 | 0
|  | 14901 | HB MED/SURG/GYN ROOM CHG |  |  | 2791.15 |  |  |  |  | 0 |  | 0 | 1 | 2791.15 | 2 | 5582.3 |  | 0 |  | 0 |  | 0 |  | 0 |  | 0 |  | 0 |  | 0 |  | 0 | 3 | 8373.45 | 1.3179
|  | 14902 | HB MED/SURG/GYN W/ MONITOR ROOM CHG |  |  | 4245.42 |  |  |  |  | 0 |  | 0 |  | 0 |  | 0 |  | 0 |  | 0 |  | 0 | 1 | 4245.42 |  | 0 |  | 0 |  | 0 |  | 0 | 1 | 4245.42 | 0.66821
|  | 14907 | HB MED/SURG/GYN HIGH ROOM CHG |  |  | 9304.99 |  |  |  |  | 0 | 1 | 9304.99 | 2 | 18609.98 | 2 | 18609.98 | 3 | 27914.97 | 2 | 18609.98 | 1 | 9304.99 |  | 0 | 1 | 9304.99 |  | 0 |  | 0 | 1 | 9304.99 | 13 | 120964.87 | 19.0394
|  | 14946 | OBS PER HOUR |  |  | 294.76 | 44 | 68.2 | 88 |  | 0 |  | 0 | 13 | 3831.88 | 28 | 8253.28 | 15 | 4421.4 | 1 | 294.76 |  | 0 | 13 | 3831.88 |  | 0 | 13 | 3831.88 | 16 | 4716.16 |  | 0 | 99 | 29181.24 | 4.593
|  | 14947 | HB OBS PER HR MC NONCOVERAGE |  |  | 294.76 |  |  |  |  | 0 |  | 0 |  | 0 | 10 | 2947.6 |  | 0 |  | 0 |  | 0 |  | 0 |  | 0 |  | 0 |  | 0 |  | 0 | 10 | 2947.6 | 0.46394
|  | 31637 | HB CHEMO TX-IV INFUSION UP TO 1 HR SNGL/I |  |  | 917.11 | 107 | 165.85 | 214 |  | 0 |  | 0 | 1 | 917.11 |  | 0 | 1 | 917.11 |  | 0 |  | 0 |  | 0 |  | 0 |  | 0 |  | 0 |  | 0 | 2 | 1834.22 | 0.2887
|  | 31638 | HB CHEMO EX-IV INFUSION UP TO 1 HOUR |  |  | 917.11 | 107 | 165.85 | 214 |  | 0 |  | 0 |  | 0 |  | 0 | 1 | 917.11 |  | 0 |  | 0 |  | 0 |  | 0 | 1 | 917.11 |  | 0 |  | 0 | 2 | 1834.22 | 0.2887
|  | 31639 | HB CHEMO EX-IV INFUSION EACH ADDL HOUR |  |  | 314.55 | 44 | 68.2 | 88 |  | 0 |  | 0 | 5 | 1572.75 |  | 0 | 7 | 2201.85 |  | 0 |  | 0 |  | 0 |  | 0 | 3 | 943.65 |  | 0 |  | 0 | 15 | 4718.25 | 0.74263
|  | 31682 | HB IV INFUSE NONCHEMO UP TO 1 HR INITIAL |  |  | 703.99 |  |  |  |  | 0 |  | 0 | 1 | 703.99 |  | 0 |  | 0 |  | 0 |  | 0 |  | 0 |  | 0 |  | 0 |  | 0 |  | 0 | 1 | 703.99 | 0.11081
|  | 31686 | HB IV PUSH SINGLE OR INITIAL |  |  | 154.34 |  |  |  |  | 0 |  | 0 |  | 0 |  | 0 |  | 0 |  | 0 |  | 0 |  | 0 |  | 0 |  | 0 | 1 | 154.34 |  | 0 | 1 | 154.34 | 0.024292
|  | 31687 | HB IV PUSH EACH ADDL SEQUNTL NEW DRUG |  |  | 154.34 |  |  |  |  | 0 |  | 0 | 2 | 308.68 |  | 0 | 3 | 463.02 |  | 0 |  | 0 |  | 0 |  | 0 |  | 0 |  | 0 |  | 0 | 5 | 771.7 | 0.12146
|  | 3650 | HB TRANSFUSION-BLOOD & BLOOD COMPON |  |  | 943.06 |  |  |  |  | 0 |  | 0 |  | 0 | 1 | 943.06 |  | 0 |  | 0 |  | 0 |  | 0 |  | 0 |  | 0 |  | 0 |  | 0 | 1 | 943.06 | 0.14843
|  | 3656 | HB PULSE OXIMETRY MULTIPLE DETER |  |  | 382.14 |  |  |  |  | 0 |  | 0 | 1 | 382.14 |  | 0 |  | 0 |  | 0 |  | 0 |  | 0 |  | 0 |  | 0 | 1 | 382.14 |  | 0 | 2 | 764.28 | 0.12029
|  | 772104 | HB VENIPUNCTURE |  |  | 79.04 |  |  |  |  | 0 |  | 0 | 1 | 79.04 |  | 0 |  | 0 |  | 0 |  | 0 | 1 | 79.04 |  | 0 |  | 0 |  | 0 |  | 0 | 2 | 158.08 | 0.024881
[10 empty] | 631 | 32654.82 | 468 | 44176.87 | 785 | 71649.73 | 661 | 84761.97 | 559 | 66225.67 | 693 | 50822.58 | 706 | 48895.18 | 664 | 44047.51 | 802 | 47852.45 | 784 | 49753.61 | 732 | 43127.56 | 697 | 46538.4 | 8182 | 635340.87 | 100
|  | Delete SIM | [7 empty] | actual | 29715.8862 |  | 40200.9517 |  | 65201.2543 |  | 77133.3927 |  | 60265.3597 |  | 46248.5478 |  | 44494.6138 |  | 35238.008 |  | 43545.7295 |  | 45275.7851 |  | 39246.0796 |  | 42349.944 |  | 568915.5524
[10 empty] | %mark dwn | 9 |  | 9 |  | 9 |  | 9 |  | 9 |  | 9 |  | 9 |  | 20 |  | 9 |  | 9 |  | 9 |  | 9 | visits | 9.9167
2200
2014
29% of rev is IP room charges
28% of rev is OP room charges
57% of all rev is room charges accounting for $342,494 out of $600,866
Need to add SIIM codes for CTO
|  |  | Anthropometrics |  |  |  | 13.25 | 20.5375 | 26.5 | [25 empty] | 9036.5
|  |  | Vitals |  |  |  | 9 | 13.95 | 18 | [25 empty] | 30690
|  |  | Glucometer |  |  |  | 5.75 | 8.9125 | 11.5 | [25 empty] | 980.375
|  |  | IV Start |  |  |  | 19.25 | 29.8375 | 38.5 | [25 empty] | 6564.25
|  |  | Injection-subQ/IM |  | 69.45
|  |  | Infusion - each addl hour |  |  |  | 44 | 68.2 | 88 | [25 empty] | 15004
|  |  | Infusion - 1st hr, includes IV start |  |  |  | 75 | 116.25 | 150 | [25 empty] | 25575 |  | 119136.875
|  |  | Medication Administration - IV |  |  |  | 27 | 41.85 | 54 | [25 empty] | 9207
|  |  | Medication Administration - Oral, IM or sub-Q |  |  |  | 13.75 | 21.3125 | 27.5 | [25 empty] | 4688.75
|  |  | Preg Test - urine |  |  |  | 11.25 | 17.4375 | 22.5 | [25 empty] | 7672.5
|  |  | HB GRANT CTO-PA TIME PER 15 Min |  |  |  | 17.5 | 27.125 | 35 | [25 empty] | 5967.5
|  |  | HB GRANT CTO-RN TIME PER 15 Min |  |  |  | 11 | 17.05 | 22 | [25 empty] | 3751
ROOM ONLY' VISITS W/ SUPPLIES NEEDED
|  |  | Blood Draw - Venipuncture |  |  |  | 2 | 3.1 | 4
|  |  | ECG |  |  |  | 2.25 | 3.4875 | 4.5
|  |  | Injection |  |  |  | 1 | 1.55 | 2
|  |  | Urine Collection |  |  |  | 1 | 1.55 | 2
|  |  | Urine Preg Test |  |  |  | 3.25 | 5.0375 | 6.5

## clean list (hidden)
EXISTING CTO SIM CODES | PROCEDURE NAME | CTRC | CTO | CHCO CTRC | CHCO CTO
| ADMINISTRATIVE - IP ADMISSION/DISCHARGE FEE | 0 | 111.6
| ADMINISTRATIVE - SCHEDULING FEE (FOR ALL SUBJECTS) | 7 | 11 | 6.9 | 7.18
| ADMINISTRATIVE - IP CANCELLATION CHARGE W/O 2 WEEK NOTICE | 0 | 250
| ADMINISTRATIVE - OP CANCELLATION CHARGE W/O 48 HRS NOTICE | 0 | 100
ADMINISTRATIVE - UNSCHEDULED VISIT CHARGE
| ANTHROPOMETRICS | 11 |  | 12.2 | 18.91
| BIOPSY - FAT & MUSCLE (CTRC PHYS. ASST. PERFORMS - SUPPLIES & 45 min. PA support) | 146.25
| BIOPSY - FAT & MUSCLE (STUDY TEAM PERFORMS - SUPPLIES & 45 min. CTRC nursing support) | 117
| BIOPSY - FAT (CTRC PHYS. ASST. PERFORMS - SUPPLIES & 30 min. PA support) | 80.25
| BIOPSY - FAT (STUDY TEAM PERFORMS - SUPPLIES & 30 min. CTRC nursing support) | 66
| BIOPSY - LIVER (STUDY TEAM PERFORMS - SUPPLIES & 2 hr CTRC nursing support) | 237.25
1699 | BIOPSY - MUSCLE (CTRC PHYS. ASST. PERFORMS - SUPPLIES & 45 min. PA support) | 101 | 240.03
| BIOPSY - MUSCLE (STUDY TEAM PERFORMS - SUPPLIES & 45 min. CTRC nursing support) | 79.25
1640 | BLOOD DRAW - AFTERHOURS (AFTER 6PM WEEK DAYS OR ANYTIME ON WEEKENDS) | 44 | 66
| BLOOD DRAW - DONOR UNIT | 49.25
| BLOOD DRAW - IV (per draw) | 5 | 14.71 | 4.75 | 6.9
1624 | BLOOD DRAW - PORT OR CENTRAL LINE DRAW (per draw) | 39 | 85
1623 | BLOOD DRAW - VENIPUNCTURE (per draw) | 11 | 30.57 | 20.61 | 31.95
| BREATH OR HAIR SAMPLE COLLECTION (PER TIMEPOINT) | 5
| BRONCHOSCOPY (STUDY TEAM PERFORMS - SUPPLIES & 3 HRS CTRC NURSING SUPPORT) | 240.5
| CELL COLLECTION - ENDOTHELIAL | 98.5
| CELL COLLECTION - NASAL OR THROAT | 13.5
| CLAMP - UP TO 4 HRS (INCLUDES IV's) | 284.5 |  | 412.72 | 673.81 | < 6 HRS
| CLAMP - EACH ADD'L HR BEYOND 4 HRS | 52.75
1629 | ECG - 12 LEAD (SERIAL UP TO 3) | 20 | 85
1628 | ECG - 12 LEAD (SINGLE, NO INTERPRETATION) | 15.5 | 61 | 16.11 | 24.97
| GLUCOMETER - PER SAMPLE | 5.75
1633 | GXT (GRADED EXERCISE TESTING/STRESS TREADMILL/VO2 MAX - CTRC PA PERFORMS) | 71.75 | 450.63
1688 | H&P (CTRC PA PERFORMS) | 21 | 56.28
| HOLTOR MONITOR PLACEMENT & REMOVAL | 18.75
| INFUSION - CHEMO, 1ST HR | 107
1619 | INFUSION - NON-CHEMO, 1ST HR | 75 | 150
1621 | INFUSION - EA ADDL HR (CHEMO & NON-CHEMO) | 44 | 88
| INTRAOCULAR PRESSURE (IOP) | 10
| IV START | 19.25 |  | 28.33 | 43.91
1630 | IVGTT (IV GLUCOSE TOLERANCE TEST) | 261.75 | 360.06 | 225.36 | 344.99
| MEDICATION ADMINISTRATION - IV | 27 |  | 23.94 | 37.1
| MEDICATION ADMINISTRATION - ORAL, IM, SUB-Q | 13.75 |  | 10.36 | 16.05
1594 | MOBILE NURSING PER 15 MIN | 11 | 17.5
1632 | MMTT (MIXED MEAL TOLERANCE TEST) | 108.25 | 240.04
1631 | OGTT (ORAL GLUCOSE TOLERANCE TEST, INCLUDES IV START) | 75 | 240.04 | 115.22 | 178.6
1684 | PA TIME PER 15 MIN | 17.5 | 28.67
1626 | PULSE OX - SINGLE | 9 | 13.95
1593 | RN TIME PER 15 MIN | 11 | 17.05
1636 | ROOM RATE - CAL ROOM PER OVERNIGHT VISIT | 60 | 1200
1635 | ROOM RATE - CAL ROOM PER VISIT | 60 | 120.02
1604 | ROOM RATE - INPATIENT SHORT STAY (UP TO 4 HRS) | 0 | 170.97
1605 | ROOM RATE - INPATIENT SHORT STAY (5-13 HRS) | 0 | 558.19
1600 | ROOM RATE - INPATIENT MED SURG | 0 | 1029.21
1596 | ROOM RATE - OUTPATIENT PHLEBOTOMY CHAIR | 0 | 16.99
1609 | ROOM RATE - OUTPATIENT EXAM RM, UP TO 30 MIN | 0 | 56
1613 | ROOM RATE - OUTPATIENT EXAM RM, 31-60 MIN | 0 | 112
1615 | ROOM RATE - OUTPATIENT EXAM RM, 61-120 MIN | 0 | 224
1607 | ROOM RATE - TELE MONITOR PER HR | 0 | 60.01
1691 | SAMPLE PROCESS PER DRAW | 4.64 | 7.18
1641 | SUPPLIES - LOW ('ROOM ONLY VISIT' - VENIPUNCTURE, ECG, INJECTION, URINE SAMPLE, PREG TEST) | 10 | 36.23
1642 | SUPPLIES - MOD ('ROOM ONLY VISIT' - GXT) | 25 | 72.46
1643 | SUPPLIES - HIGH ('ROOM ONLY VISIT' - BIOPSIES) | 50 | 107.56
1692 | TB INJECTION & READ | 29.26 | 45.35
1698 | URINE COLLECTION | 10 | 22.3
| URINE PREG TEST | 11.25 |  | 12.87 | 19.95
| VITALS (BP, PULSE, RESP, TEMP, O2 SAT) | 11 |  | 14.24 | 57.18

## clean list with 55% markup (hidden)
| BILLING SIM CODES | New 2015 CTRC Pricing | PROCEDURE NAME (Nursing/PA Services) | CTO BILLIING SIM CODES | New 2015 CTO Pricing | Existing 2014 CTO | CHCO CTRC | CHCO CTO
1 | N/A | 0 | ADMINISTRATIVE - IP ADMISSION/DISCHARGE FEE | 1561 | 111.6 | none | CTRC pays $72 for NIH
2 | 1511 | 10 | ADMINISTRATIVE - SCHEDULING FEE (FOR ALL SUBJECTS) | 1562 | 15.5 | none | 6.9 | 7.18
3 | N/A | 0 | ADMINISTRATIVE - IP CANCELLATION CHARGE W/O 3 DAY NOTICE | 1563 | 250 | none
4 | N/A | 0 | ADMINISTRATIVE - OP CANCELLATION CHARGE W/O 24 HR NOTICE | 1564 | 100 | none
5 | 1512 | 50 | ADMINISTRATIVE - UNSCHEDULED VISIT CHARGE | 1565 | 77.5 | none
6 | 1513 | 11 | ANTHROPOMETRICS | 1566 | 17.05 | none | 12.2 | 18.91
7 | 1514 | 80.25 | BIOPSY - FAT (DONE BY CTRC PA/NP - SUPPLIES/30 MIN PA/NP) | 1567 | 124.3875 | none
8 | 1515 | 66 | BIOPSY - FAT (DONE BY STUDY TEAM - SUPPLIES/30 MIN CTRC NURSING) | 1568 | 102.3 | none
9 | 1519 | 146.25 | BIOPSY - FAT & MUSCLE (DONE BY CTRC PA/NP - SUPPLIES/45 MIN PA/NP) | 1570 | 226.6875 | none
10 | 1520 | 117 | BIOPSY - FAT & MUSCLE (DONE BY STUDY TEAM - SUPPLIES/45 MIN NURSING) | 1571 | 181.35 | none
11 | 1516 | 237.25 | BIOPSY - LIVER (DONE BY STUDY TEAM - SUPPLIES/2 HR NURSING) | 1599 | 367.7375 | none
12 | 1517 | 101 | BIOPSY - MUSCLE (DONE BY CTRC PA/NP - SUPPLIES & 45 MIN PA/NP) | 1699 | 156.55 | none
13 | 1518 | 79.25 | BIOPSY - MUSCLE (DONE BY STUDY TEAM - SUPPLIES & 45 MIN NURSING) | 1569 | 122.8375 | none
14 | 1521 | 44 | BLOOD DRAW - AFTERHOURS PER HOUR (After 5pm Weekdays or Anytime on Weekends) | 1640 | 66 | 44.6 | don't charge admit/dschg fee
15 | 1522 | 49.25 | BLOOD DRAW - DONOR UNIT | 1572 | 76.3375 | none
16 | 1523 | 5 | BLOOD DRAW - IV (PER DRAW) | 1573 | 14.71 | 13.89 | 4.75 | 6.9
17 | 1524 | 39 | BLOOD DRAW - PORT OR CENTRAL LINE DRAW (PER DRAW) | 1624 | 85 | 141.23
18 | 1525 | 11 | BLOOD DRAW - VENIPUNCTURE (PER DRAW) | 1623 | 30.57 | 28.67 | 20.61 | 31.95
19 | 1526 | 10 | BREATH OR HAIR SAMPLE COLLECTION (PER SITE AND/OR TIMEPOINT) | 1574 | 15.5 | none
20 | 1527 | 240.5 | BRONCHOSCOPY (DONE BY STUDY TEAM - SUPPLIES & 3 HRS NURSING) | 1575 | 372.775 | none
21 | 1528 | 98.5 | CELL COLLECTION - ENDOTHELIAL | 1576 | 152.675 | none
22 | 1529 | 13.5 | CELL COLLECTION - NASAL, THROAT, SKIN | 1577 | 20.925 | none
23 | 1530 | 284.5 | CLAMP - UP TO 3 HRS (INCLUDES IV's) | 1578 | 440.975 | none | 412.72 | 673.81 | < 6 hrs
24 | 1531 | 52.75 | CLAMP - EACH ADD'L HR BEYOND 3 HRS | 1579 | 81.7625 | none
25 | 1533 | 20 | ECG - 12 LEAD (SERIAL UP TO 3, NO INTERPRETATION) | 1629 | 85 | 224.06
26 | 1532 | 15.5 | ECG - 12 LEAD (SINGLE, NO INTERPRETATION) | 1628 | 61 | 112.56 | 16.11 | 24.97
27 | 1534 | 10 | GLUCOMETER (PER SAMPLE) | 1580 | 15.63 | none
28 | 1535 | 119.47 | GXT (GRADED EXERCISE TESTING/STRESS TREADMILL/VO2 MAX - DONE BY PA/NP) | 1633 | 238.94 | 422.63
29 | 1536 | 21 | H&P (DONE BY PA/NP) | 1688 | 56.28 | none
30 | 1537 | 18.75 | HOLTOR MONITOR PLACEMENT & REMOVAL | 1581 | 29.0625 | none
31 | 1538 | 107 | INFUSION - CHEMO, 1ST HR | 1582 | 214 | none | includes room/chair charge
32 | 1539 | 75 | INFUSION - NON-CHEMO, 1ST HR | 1619 | 150 | 141.23 | includes room/chair charge
33 | 1540 | 44 | INFUSION - EA ADDL HR (CHEMO & NON-CHEMO) | 1621 | 88 | 33.98 | includes room/chair charge
34 | 1541 | 13.26 | INTRAOCULAR PRESSURE (IOP, PER MEASUREMENT) | 1583 | 26.52 | none
35 | 1542 | 261.75 | IVGTT (IV GLUCOSE TOLERANCE TEST) | 1630 | 360.06 | 337.68 | 225.36 | 344.99
36 | 1543 | 19.25 | IV START | 1584 | 29.8375 | none | 28.33 | 43.91
37 | 1544 | 27 | MEDICATION ADMINISTRATION - IV | 1585 | 41.85 | none | 23.94 | 37.1
38 | 1545 | 13.75 | MEDICATION ADMINISTRATION - ORAL, IM, SUB-Q | 1586 | 21.3125 | none | 10.36 | 16.05
39 | 1547 | 11 | MOBILE NURSING (PER 15 MIN) | 1594 | 17.5 | none
40 | 1546 | 108.25 | MMTT (MIXED MEAL TOLERANCE TEST) | 1632 | 240.04 | 225.12
41 | 1548 | 75 | OGTT (ORAL GLUCOSE TOLERANCE TEST, INCLUDES IV START) | 1631 | 150 | 225.12 | 115.22 | 178.6
42 | 1549 | 17.5 | PA/NP TIME (PER 15 MIN) | 1684 | 28.67 | 28.67
43 | 1550 | 10 | PULSE OX - SINGLE | 1626 | 15.5 | 22.3
44 | 1551 | 11 | RN TIME (PER 15 MIN) | 1590 | 17.05 | none
45 | 1552 | 60 | ROOM RATE - CAL ROOM (PER OVERNIGHT VISIT) | 1636 | 1200 | 900.48
46 | 1552 | 60 | ROOM RATE - CAL ROOM (PER SINGLE DAY VISIT, NOT OVERNIGHT) | 1635 | 120.02 | 112.56
47 | N/A | 0 | ROOM RATE - INPATIENT SHORT STAY (UP TO 4 HRS) | 1604 | 170.97 | 160.35
48 | N/A | 0 | ROOM RATE - INPATIENT SHORT STAY (5 TO 13 HRS) | 1605 | 558.19 | 523.51
49 | N/A | 0 | ROOM RATE - INPATIENT MED SURG (OVER 13 HRS) | 1600 | 1029.21 | 965.26
50 | N/A | 0 | ROOM RATE - OUTPATIENT PHLEBOTOMY CHAIR | 1596 | 16.99 | none | delete
51 | N/A | 0 | ROOM RATE - OUTPATIENT EXAM RM (UP TO 30 MIN) | 1587 | 56 | 67.96
52 | N/A | 0 | ROOM RATE - OUTPATIENT EXAM RM (31-60 MIN) | 1588 | 112 | 95.57
53 | N/A | 0 | ROOM RATE - OUTPATIENT EXAM RM (61-120 MIN) | 1589 | 224 | 146.54
54 | N/A | 0 | ROOM RATE - TELE MONITOR (PER HR) | 1607 | 60.01 | 56.28
55 | 1553 | 4.64 | SAMPLE PROCESS PER DRAW | 1691 | 7.18 | 6.37
56 | 1554 | 10 | SUPPLIES - LOW (ROOM ONLY - Venipuncture, ECG, Injection, Urine Sample, Preg Test) | 1641 | 36.23 | 33.98
57 | 1555 | 25 | SUPPLIES - MOD (ROOM ONLY - GXT, Cell collection) | 1642 | 72.46 | 67.96
58 | 1556 | 50 | SUPPLIES - HIGH (ROOM ONLY - BIOPSIES) | 1643 | 107.56 | 100.88
59 | 1557 | 29.26 | TB INJECTION & READ | 1692 | 45.35 | 56.28
60 | 1558 | 10 | URINE COLLECTION | 1698 | 22.3 | 22.3
61 | 1559 | 11.25 | URINE PREG TEST | 1591 | 17.4375 | none | 12.87 | 19.95
62 | 1560 | 11 | VITALS (BP, PULSE, RESP, TEMP, O2 SAT) | 1592 | 17.05 | none | 14.24 | 57.18
Janinie will charge for all bionutrition so no need to inclulde
| H:\Pam\SIM Code Creation Process\My updates to Existing CTO Pricing Structure 2015 |  |  | H:\Pam\SIM Code Creation Process\My updates to Existing CTO Pricing Structure 2015
tab: clean list with 55% markup

## CTRC Services and Pricing
|  |  | CTRC SERVICES | INDUSTRY-FUNDED COST | ABOUT THE SERVICE | PERFORMING CORE WEBSITE | CORE LAB ONLY- SAMPLE TYPE | CORE LAB ONLY UNITS | CORE LAB ONLY Intra-Assay Precision | CORE LAB ONLY Inter-Assay Precision | CORE LAB ONLY SENSITIVITY | CORE LAB ONLY MANUFACTURER | CORE LAB ONLY METHODOLOGY | CORE LAB MULTIPLEX AVAILABLE. If Yes, see pricing in separate "multiplex" tab | CORE LAB ONLY ASSAY SCHEDULE | CORE LAB ONLY SAMPLE STORAGE TEMP/COMMENTS | CORE LAB ONLY REFERENCE RANGE
|  |  | Advanced Practice Provider (APP) Time (per 15 min.) | 72.6429 | CTRC APP time & EPIC charting | Adult CTRC Nursing Core
|  |  | Anthropometrics, Adult CTRC (Waist/Hip Circumference Skin fold) | 21.9797 | Supplies; CTRC staff assist & EPIC charting | Adult CTRC Nursing Core
|  |  | Arterial Line (supplies & nursing) | 221.82 | Supplies; CTRC staff assist & EPIC charting | Adult CTRC Nursing Core
|  |  | Biopsy, Fat & Muscle (Room Only Visit - Supply Charge - study team performs all aspects of service; provides their own biopsy needles) | 84.8 | Supplies (lidocaine NOT included) ; Does NOT include CTRC staff assist or EPIC charting | Adult CTRC Nursing Core
|  |  | Biopsy, Fat & Muscle (Study team performs & brings biopsy needles w/ CTRC nursing assistance) | 274.54 | Supplies (lidocaine NOT included) ; CTRC staff assist & EPIC charting | Adult CTRC Nursing Core
|  |  | Biopsy, Fat & Muscle, CTRC APP performs, Adult CTRC | 375.24 | Supplies (includes biopsy needles, lidocaine NOT included); CTRC APP performs & EPIC charting | Adult CTRC Nursing Core
|  |  | Biopsy, Fat (Room Only Visit - Supply Charge - study team performs all aspects of service; provides their own biopsy needles) | 84.8 | Supplies (lidocaine NOT included) ; Does NOT include CTRC staff assist or EPIC charting | Adult CTRC Nursing Core
|  |  | Biopsy, Fat (Study team performs & brings biopsy needles w/ CTRC nursing assistance) | 225.78 | Supplies (lidocaine NOT included); CTRC staff assist & EPIC charting | Adult CTRC Nursing Core
|  |  | Biopsy, Fat, CTRC APP performs, Adult CTRC | 302.1 | Supplies (includes bx needle, lidocaine NOT included); CTRC APP performs & EPIC charting | Adult CTRC Nursing Core
|  |  | Biopsy, Liver (Study team performs & provides their own biopsy needles; includes IV start) | 505.62 | Supplies (lidocaine NOT included); CTRC staff assist & EPIC charting | Adult CTRC Nursing Core
|  |  | Biopsy, Muscle (Room Only Visit - Supply Charge - study team performs all aspects of service; provides their own biopsy needles) | 84.8 | Supplies (includes lidocaine--no other drugs) ; Does NOT include CTRC staff assist or EPIC charting | Adult CTRC Nursing Core
|  |  | Biopsy, Muscle (Study team performs & brings biopsy needles w/ CTRC nursing assistance) | 225.78 | Supplies (lidocaine NOT included); CTRC staff assist & EPIC charting | Adult CTRC Nursing Core
|  |  | Biopsy, Muscle, CTRC APP performs | 302.1 | Supplies (includes bx needle, lidocaine NOT included); CTRC APP performs & EPIC charting | Adult CTRC Nursing Core
|  |  | Biopsy, Skin, APP performs | 230.02 | Supplies (includes bx needle, lidocaine NOT included); CTRC APP performs & EPIC charting | Adult CTRC Nursing Core
|  |  | Blood draw, Adult CTRC, After Hours per hour (After 6 pm Weekdays or Anytime on Weekends or Holidays) | 177.3906 | Supplies, CTRC staff assist, EPIC charting | Adult CTRC Nursing Core
|  |  | Blood Draw, Adult CTRC, Donor Unit | 164.9426 | Supplies, CTRC staff assist, EPIC charting | Adult CTRC Nursing Core
|  |  | Blood Draw, IV, Adult CTRC (per draw) | 40.5634 | Supplies, CTRC staff assist, EPIC charting | Adult CTRC Nursing Core
|  |  | Blood draw, port, Adult CTRC (Per draw if accessed &/or deaccessed) | 182.4532 | Supplies including central line kit; CTRC staff assist & EPIC charting | Adult CTRC Nursing Core
|  |  | Blood Draw, venipuncture, Adult CTRC (per draw) | 65.8887 | Supplies, CTRC staff assist, EPIC charting | Adult CTRC Nursing Core
|  |  | Blood Draw, venipuncture, Adult CTRC (room only visit supplies) | 40.6013 | Supplies | Adult CTRC Nursing Core
|  |  | Breath or Hair Sample Collection, Adult CTRC (per site or timepoint) | 33.5061 | Supplies, CTRC staff assist, EPIC charting | Adult CTRC Nursing Core
|  |  | Bronchoscopy (Room Only Visit - Supply Charge - study team performs all aspects of service---Study team MUST supply 1 RN for 3 hrs of direct subject support & 1 RN for 30 min. of real-time-EPIC-charting during procedure) | 235.2121 | Supplies (does NOT include drugs/medications) Does NOT include supply/instrument set-up or clean-up Does NOT include 3.5 hrs of RN supervision or EPIC charting | Adult CTRC Nursing Core
|  |  | Bronchoscopy (Study team performs w/ 3 hrs CTRC nursing assistance; includes IV start) | 851.3766 | Supplies (does NOT include drugs/medication) ; CTRC staff assist, EPIC charting | Adult CTRC Nursing Core
|  |  | Cell Collection, Endothelial, Adult CTRC | 328.9636 | Supplies, CTRC staff assist, EPIC charting | Adult CTRC Nursing Core
|  |  | Cell Collection, Nasal, Throat, saliva, skin (Per site) (Room Only Visit- Supply Charge - study team performs all aspects of service) | N/A | Supplies, does NOT include CTRC staff assist or EPIC charting | Adult CTRC Nursing Core
|  |  | Cell Collection, Nasal, Throat, Skin, Adult CTRC (per site) | 45.1083 | Supplies, CTRC staff assist, EPIC charting | Adult CTRC Nursing Core
|  |  | Clamp, Adult CTRC (up to 3 hrs, Includes 2 IV's) | 1007.1157 | Supplies, blood draws, sample processing; CTRC staff assist, EPIC charting | Adult CTRC Nursing Core
|  |  | Clamp, Adult CTRC, each add'l hour beyond 3 hrs | 186.733 | Supplies, blood draws, sample processing; CTRC staff assist, EPIC charting | Adult CTRC Nursing Core
|  |  | ECG, 12 LEAD, Adult CTRC (Room Only Visit) | 73.0217 | Supplies, does NOT include CTRC staff assist or EPIC charting | Adult CTRC Nursing Core
|  |  | ECG, 12 LEAD, Adult CTRC (Serial up to 3, no interpretation) | 199.2189 | Supplies, CTRC staff assist, EPIC charting | Adult CTRC Nursing Core
|  |  | ECG, 12 LEAD, Adult CTRC (Single, no interpretation) | 168.932 | Supplies, CTRC staff assist, EPIC charting | Adult CTRC Nursing Core
|  |  | Glucometer use, Adult CTRC (per sample)- Glucose testing at POC via hand held glucometer | 33.7839 | Supplies, CTRC staff assist, EPIC charting | Adult CTRC Nursing Core
|  |  | Graded Exercise Test GXT / VO2 max/ Stress test, APP | 346.916 | Supplies, CTRC APP performs, EPIC charting | Adult CTRC Nursing Core
|  |  | Graded Exercise Test GXT, (Room Only Visit - Supply Charge - study team performs all aspects of service) | 20.2375 | Supplies, does NOT include CTRC staff assist or EPIC charting | Adult CTRC Nursing Core
|  |  | History & Physical Exam, APP | 143.6068 | CTRC APP performs & EPIC charting | Adult CTRC Nursing Core
|  |  | Holtor Monitor Placement and/or Removal, Adult CTRC | 79.4098 | Supplies, (does NOT include holter monitor); CTRC nursing assist & EPIC charting | Adult CTRC Nursing Core
|  |  | Infusion- Chemo, 1st hr, Adult CTRC (Includes IV Start, Chemo gowns, waste cont., Alaris tubing, etc) | 759.3168 | Chemo Supplies (does NOT include drugs/medications) ; CTRC nursing assist & EPIC charting | Adult CTRC Nursing Core
|  |  | Infusion- non-chemo, Adult CTRC, 1st hr (includes IV start) | 506.8214 | Supplies (does NOT include drugs/medications) ; CTRC nursing assist & EPIC charting | Adult CTRC Nursing Core
|  |  | Infusion, Adult CTRC, each add'l hr, (Chemo & Non-Chemo) | 219.6205 | Supplies (does NOT include drugs/medications); CTRC nursing assist & EPIC charting | Adult CTRC Nursing Core
|  |  | Interpreting resting ECGs, APP (per 15 min.) | 72.6429 | Supplies ; CTRC APP performs & EPIC charting | Adult CTRC Nursing Core
|  |  | Intraocular Pressure (per measurement) | 60.5736 | Supplies, CTRC staff assist, EPIC charting | Adult CTRC Nursing Core
|  |  | IV Start, Adult CTRC | 67.5804 | Supplies, CTRC staff assist, EPIC charting | Adult CTRC Nursing Core
|  |  | IVGTT, Adult CTRC (IV Glucose Tolerance Test; includes IV start; blood draws, sample processing, up to 4 hrs CTRC personnel assistance) | 775.7668 | Supplies, CTRC staff assist, EPIC charting | Adult CTRC Nursing Core
|  |  | Lumbar Punctures, APP performs, Adult CTRC | 225.2259 | Supplies (includes LP kit, lidocaine NOT included); CTRC APP performs & EPIC charting | Adult CTRC Nursing Core
|  |  | Medication Administration - IV, Adult CTRC | 217.9414 | Supplies (does NOT include drugs/medications) ; CTRC nursing assist & EPIC charting | Adult CTRC Nursing Core
|  |  | Medication Administration, Adult CTRC - Oral, IM, Sub-Q, Topical | 130.0856 | Supplies (does NOT include drugs/medications); CTRC nursing assist & EPIC charting | Adult CTRC Nursing Core
|  |  | MMTT, Adult CTRC (Mixed Meal Tolerance Test, includes IV start); **does not include cost of test meal** | 517.1989 | Supplies and up to 5 blood draws; CTRC staff assist, EPIC charting | Adult CTRC Nursing Core
|  |  | Mobile Nursing, Adult CTRC, RN time to communte to/from location outside of CTRC clinic (per 15 min.) | 47.305 | CTRC nursing & EPIC charting | Adult CTRC Nursing Core
|  |  | Nursing Time, Adult CTRC (per 15 min.) | 47.305 | Includes Mobile Nursing travel time, patient observation time. CTRC Staff time including EPIC charting | Adult CTRC Nursing Core
|  |  | OGTT, Adult CTRC (Oral Glucose Tolerance Test, includes IV start) | 304.9008 | Supplies, glucola and up to 5 blood draws; CTRC staff assist, EPIC charting | Adult CTRC Nursing Core
|  |  | OGTT, Adult CTRC (Oral Glucose Tolerance Test, Includes IV Start) (Room Only Visit-Supply Charge) | 145.6646 | Supplies (IV start kit and glucola) ; Does NOT include CTRC staff assist or EPIC charting | Adult CTRC Nursing Core
|  |  | Patient observation, APP | 72.6429 | Supplies; CTRC APP performs & EPIC charting | Adult CTRC Nursing Core
|  |  | Proctoring Exercise Stress Tests, APP | 346.916 | Supplies; CTRC APP performs & EPIC charting | Adult CTRC Nursing Core
|  |  | Right Heart Cath | N/A | Supplies (does NOT include drugs/medications) | Adult CTRC Nursing Core
|  |  | Right Heart Cath with Exercise | N/A | Supplies (does NOT include drugs/medications) | Adult CTRC Nursing Core
|  |  | Room Rate - Adult CTRC Inpatient Short Stay (13 to 24 hrs) | 1700 | Room plus meals; supplies & services are add'l charges | Adult CTRC Nursing Core
|  |  | Room Rate - Adult CTRC Inpatient Short Stay (4 to 13 hrs) | 850 | Room plus meals; supplies & services are add'l charges | Adult CTRC Nursing Core
|  |  | Room Rate - Adult CTRC Inpatient Short Stay (per hr, up to 3 hrs) | 250 | Room plus meals; supplies & services are add'l charges | Adult CTRC Nursing Core
|  |  | Room Rate - Adult CTRC Outpatient Exam Room (31 to 60 min.) | 150 | Room plus meals; supplies & services are add'l charges | Adult CTRC Nursing Core
|  |  | Room Rate - Adult CTRC Outpatient Exam Room (61 to 120 min.) | 187.59 | Room plus meals; supplies & services are add'l charges | Adult CTRC Nursing Core
|  |  | Room Rate - Adult CTRC Outpatient Exam Room (up to 30 min.) | 75 | Room plus meals; supplies & services are add'l charges | Adult CTRC Nursing Core
|  |  | Room Rate - Adult CTRC Tele Monitor (per hr) | 125 | Room plus meals; supplies & services are add'l charges | Adult CTRC Nursing Core
|  |  | Sample Processing, Inpatient (per draw), Adult CTRC | 25 | Supplies, sample processing; data entry into LIS database Sample storage prior to CTRC lab analysis | Adult CTRC Nursing Core
|  |  | STAT Courier, Adult CTRC | 37.8743 | Transport of lab samples from AHSB to LOB Clinical Lab Sample transport between AHSB and LOB Clinical Lab | Adult CTRC Nursing Core
|  |  | Supplies - High (high supplies between $30 and $60) Adult CTRC | 120 | Supplies requested by study teams between $30 and $60 Ordering and billing study team for requested supplies | Adult CTRC Nursing Core
|  |  | Supplies - Low (minimal supplies less than $6) Adult CTRC | 40 | Supplies requested by study teams up to $6 Ordering and billing study team for requested supplies | Adult CTRC Nursing Core
|  |  | Supplies - Mod (moderate supplies between $6 and $30) Adult CTRC | 80 | Supplies requested by study teams between $6 and $30 Ordering and billing study team for requested supplies | Adult CTRC Nursing Core
|  |  | TB Injection & Read | 92.1734 | Supplies (does NOT include drugs/medications); CTRC staff assist, EPIC charting | Adult CTRC Nursing Core
|  |  | Translation Video Services - All Languages (per minute) | 1.15 | OP Clinic only - Access to CU Medicine translation services | Adult CTRC Nursing Core
|  |  | Translation Video Services - Hearing Impaired (per minute) | 5.35 | OP Clinic only - Access to CU Medicine translation services | Adult CTRC Nursing Core
|  |  | Urine Collection, Adult CTRC | 26.5 | Supplies, CTRC staff assist, EPIC charting | Adult CTRC Nursing Core
|  |  | Urine Collection, Adult CTRC (Room Only Visit - Supply Charge) | 15.9 | Supplies, NO CTRC staff assistance or EPIC charting | Adult CTRC Nursing Core
|  |  | Urine Preg test, Adult CTRC (Includes urine collection) | 31.8 | Supplies, CTRC staff assist, EPIC charting | Adult CTRC Nursing Core
|  |  | Urine Preg test, Adult CTRC (Room Only Visit - Supply Charge) | 17.6747 | Supplies, NO CTRC staff assistance or EPIC charting | Adult CTRC Nursing Core
|  |  | Vitals, Adult CTRC (may include any of: Ht, Wt, BP, Pulse, Resp, Temp, O2 Sat) | 21.9797 | Supplies, CTRC staff assist, EPIC charting | Adult CTRC Nursing Core
|  |  | 3D per cardiac structure, without cardiology analysis | N/A | Three-dimensional echocardiography (3DE) is a technique for real-time imaging of cardiac structures and function (test only, no analysis included). Incudes supplies and CTRC assistance. | Cardiovascular BioImaging Core
|  |  | DEFINITY (diagnostic ultrasound enhanced w/ contrast agent) | 269.5179 | Supplies and CTRC assistance included | Cardiovascular BioImaging Core
|  |  | Echo, Complete Read (by Cardiology) | 240.8795 | CU Medicine Cardiology Read Fee | Cardiovascular BioImaging Core
|  |  | Echo, Complete Read, same day (by Cardiology) | 371.315 | CU Medicine Cardiology Read Fee | Cardiovascular BioImaging Core
|  |  | Echo, Complete, without read (by Cardiology) | 990.2961 | Supplies, CTRC personnel assistance, EPIC charting Does NOT include Cardiology read of ECHO scan | Cardiovascular BioImaging Core
|  |  | Echo, Limited Read (by Cardiology) | 67.8552 | CU Medicine Cardiology Read Fee | Cardiovascular BioImaging Core
|  |  | Echo, Limited Read, same day | 123.0644 | CU Medicine Cardiology Read Fee | Cardiovascular BioImaging Core
|  |  | Echo, limited, without read | 495.148 | Supplies, CTRC personnel assistance, EPIC charting Does NOT include Cardiology read of ECHO scan | Cardiovascular BioImaging Core
|  |  | Echo, Sonographer time (per 15 minutes) | 247.574 | Supplies, CTRC personnel assistance, EPIC charting Does NOT include Cardiology read of ECHO scan | Cardiovascular BioImaging Core
|  |  | Echo, Stress Read (by Cardiology) | 317.7244 | CTRC Provider Read Fee | Cardiovascular BioImaging Core
|  |  | Echo, with Stress testing (Stress Echo) | 317.7244 | Baseline echo followed by research specific exercise protocol. Post exercise echo performed collecting necessary variables. CTRC stress testing guidelines must be followed. Does NOT include cardiology read but cardiology read must be performed. | Cardiovascular BioImaging Core
|  |  | Femoral Artery Imaging | 495.148 | Supplies (does NOT include read fee) CTRC sonographer assistance & EPIC charting | Cardiovascular BioImaging Core
|  |  | Fibroscan (specialized ultrasound scan of the liver) | 561.8 | Supplies (does NOT include FibroScan read fee) CTRC sonographer assistance & EPIC charting | Cardiovascular BioImaging Core
|  |  | Fibroscan Read (by Hepatology) | 56.18 | CTRC Provider Read Fee | Cardiovascular BioImaging Core
|  |  | Global Longitudinal Strain (GLS), without cardiology analysis | N/A | GLS is a 2D Echo of the left ventricle used to predict cardiovascular outcomes (test only, no analysis oncluded) | Cardiovascular BioImaging Core
|  |  | Pancreas Read (by Radiology) | 54.1059 | CTRC Provider Read Fee | Cardiovascular BioImaging Core
|  |  | Pancreas scan | N/A | Supplies (does NOT include Pancreas read fee) CTRC sonographer assistance & EPIC charting | Cardiovascular BioImaging Core
|  |  | Standard Carotid Intimal Medial Thickness Imaging (cIMT), without analysis | N/A | cIMT is used to determine the extent of arterial plaque buildup, test only. Analysis not included. | Cardiovascular BioImaging Core
|  |  | Standard Flow Mediated Dilation (FMD), without analysis | N/A | FMD assesses enthothelial function and is used to predict cardiovascular disease. Analysis not included. | Cardiovascular BioImaging Core
|  |  | Transcranial Doppler (TCD) + Maneuvers | N/A | Supplies (does NOT include read fee) CTRC sonographer assistance & EPIC charting | Cardiovascular BioImaging Core
|  |  | Transcranial Doppler (TCD) Standard | N/A | Supplies (does NOT include read fee) CTRC sonographer assistance & EPIC charting | Cardiovascular BioImaging Core
|  |  | Database Hosting/Storage | n/a | Hourly charge for project consulting on data management best practices, designing & data security | CCTSI Informatics Core
|  |  | Hourly Billable Service, Informatics Core | n/a | Hourly charge for anything beyond set number of hours. | CCTSI Informatics Core
|  |  | REDCap QI Hosting (less than 2,000 data points / 1GB data) | n/a | Projects expected to have under 2,000 data points and less than 1 GB of data | CCTSI Informatics Core
|  |  | REDCap QI Hosting (more than 2,000 data points / 1GB data) | n/a | Projects expected to have over 2,000 data points or more than 1 GB of data to store | CCTSI Informatics Core
|  |  | Website Design and/or Conversion (consultation required) | n/a | Hourly charge for Departmental web development, Creating or converting forms, calendars, events and lists | CCTSI Informatics Core
|  |  | Admininstrative tasks, CHCO CTRC (scheduling, etc.)/ per participant/ visit | 14.51 | Administrative time for scheduling, documentation, charting | CHCO CTRC Nursing Core
|  |  | Anthropometrics, CHCO CTRC | 39.35 | Includes Height, Weight, circumference, skin calipers; supplies & CTRC Staff time including EPIC charting | CHCO CTRC Nursing Core
|  |  | Blood draw, IV, CHCO CTRC (per draw; does NOT include numbing cream application or processing) | 12.65 | charge per draw; includes supplies & CTRC Staff time including EPIC charting; does NOT include numbing cream application or processing; | CHCO CTRC Nursing Core
|  |  | Blood draw, venipuncture, CHCO CTRC - High Acuity/ Difficult Draw/Special Needs Population (per draw) | 122.25 | Supplies & CTRC Staff time including EPIC charting; per draw; does NOT include numbing cream application or processing | CHCO CTRC Nursing Core
|  |  | Blood draw, venipuncture, CHCO CTRC (per draw) | 47.51 | Supplies & CTRC Staff time including EPIC charting; does NOT include numbing cream application or processing | CHCO CTRC Nursing Core
|  |  | Cell Collection swabs, CHCO CTRC (Nasal, Rectal, Throat, Saliva, Skin), per site/swab | 20.17 | Supplies & CTRC Staff time including EPIC charting | CHCO CTRC Nursing Core
|  |  | CHCO CTRC Meal Tray | 28.86 | Meal tray from CHCO Kitchen (not from Nutrition Core) | CHCO CTRC Nursing Core
|  |  | Clamp, CHCO CTRC (upto 3 hrs duration) | 743.01 | Upto 3 hrs clamp period, includes IV start and draws, supplies & CTRC Staff time including EPIC charting | CHCO CTRC Nursing Core
|  |  | Clamp, CHCO CTRC, each additional hour beyond 3 hrs | 124.77 | Each additional hour beyond 3 hours ; includes supplies & CTRC Staff time including EPIC charting | CHCO CTRC Nursing Core
|  |  | ECG- 12 lead, machine only, CHCO CTRC | 45.5 | ECG machine only. No CTRC labor included. | CHCO CTRC Nursing Core
|  |  | Glucometer use, CHCO CTRC (per sample) - Glucose testing at POC via hand held glucometer | 16.33 | Supplies & CTRC Staff time including EPIC charting | CHCO CTRC Nursing Core
|  |  | Infant Fingerstick/ heelstick, CHCO CTRC | 52.51 | Supplies & CTRC Staff time including EPIC charting | CHCO CTRC Nursing Core
|  |  | Infusion, CHCO CTRC (upto 1.5 hrs, includes IV start) | 206.99 | Includes IV start; supplies & CTRC Staff time including EPIC charting; does NOT include vital signs, processing or numbing cream application | CHCO CTRC Nursing Core
|  |  | Infusion, CHCO CTRC, each additional 30 min beyond 1.5 hrs | 62.39 | Includes IV start; supplies & CTRC Staff time including EPIC charting; does NOT include vital signs, processing or numbing cream application | CHCO CTRC Nursing Core
|  |  | Inpatient admit/discharge fee; CHCO CTRC | 222.72 | RN time for coordination of admit to inpatient floor at CHCO; Admission/Discharge paperwork & care instructions | CHCO CTRC Nursing Core
|  |  | IV start, CHCO CTRC | 59.45 | Supplies & CTRC Staff time including EPIC charting | CHCO CTRC Nursing Core
|  |  | IVGTT, CHCO CTRC (upto 3.5 hrs, includes IV start and draws) | 458.99 | Includes IV start, draws, supplies & CTRC Staff time including EPIC charting; does NOT include vital signs, processing or numbing cream application | CHCO CTRC Nursing Core
|  |  | IVGTT,CHCO CTRC, each additional 30 min beyond 3.5 hrs | 62.39 | Includes IV start, draws, supplies & CTRC Staff time including EPIC charting; does NOT include vital signs, processing or numbing cream application | CHCO CTRC Nursing Core
|  |  | Medication admininstration, IV, CHCO CTRC | 68.6 | Includes Supplies CTRC personnel time including EPIC charting; does NOT include IV start or drugs/medications | CHCO CTRC Nursing Core
|  |  | Medication Administration, CHCO CTRC (Oral, IM, Sub-Q, Topical) | 30.92 | Supplies, CTRC personnel time including EPIC charting; does NOT include drugs/medications | CHCO CTRC Nursing Core
|  |  | MMTT, CHCO CTRC (upto 2.5 hrs); includes IV start & glucometer; does NOT include meal | 270.22 | Includes IV start, glucometer, supplies & CTRC Staff time including EPIC charting; does NOT include meal, vital signs, processing or numbing cream application | CHCO CTRC Nursing Core
|  |  | MMTT,CHCO CTRC, each additional 30 min beyond 2.5 hrs | 62.39 | Includes IV start, glucometer, supplies & CTRC Staff time including EPIC charting; does NOT include meal, vital signs, processing or numbing cream application | CHCO CTRC Nursing Core
|  |  | Nursing Time, CHCO CTRC (per 15 min.) | 32.83 | Includes Mobile Nursing travel time, patient observation time. CTRC Staff time including EPIC charting | CHCO CTRC Nursing Core
|  |  | OGTT, CHCO CTRC (upto 2.5 hrs (includes IV start, up to 5 blood draws and glucometer) | 230.25 | Supplies and glucola & CTRC Staff time including EPIC charting | CHCO CTRC Nursing Core
|  |  | OGTT, CHCO CTRC, each additional 30 min beyond 2.5 hrs | 62.39 | Supplies and glucola & CTRC Staff time including EPIC charting | CHCO CTRC Nursing Core
|  |  | Sample Processing, blood or urine CHCO CTRC (upto 4 tubes/ 1 spin/ 8 aliquots) | 36.72 | May be charged in multiples for complex processing; includes supplies & CTRC Staff time including EPIC charting | CHCO CTRC Nursing Core
|  |  | Urine or Stool Collection, CHCO CTRC ( does NOT include processing) | 25.44 | Supplies & CTRC Staff time including EPIC charting; does NOT include processing | CHCO CTRC Nursing Core
|  |  | Urine Preg Test, CHCO CTRC (includes urine collection) | 21.62 | Includes urine collection; Supplies & CTRC Staff time including EPIC charting | CHCO CTRC Nursing Core
|  |  | Vitals, CHCO CTRC (may include any of: Ht, Wt, BP, Pulse, Resp, Temp, O2 Sat) | 32.07 | Supplies & CTRC Staff time including EPIC charting | CHCO CTRC Nursing Core
|  |  | A1C (Hemoglobin A1C) | 34.821 | CAP/CLIA approved assay/test/measuremnt of the specified compound | CTRC Core Labs | Whole blood (EDTA) | % | 1.8% | 2.8% | 0.025 | Siemens DCA Vantage | Potassium Ferricyanide |  | Weekly | Frozen at -80C Patients with severe anemia or polycythemia must not be tested with this assay. | 4.0% to 6.2%
|  |  | Adiponectin | 17.861 | CAP/CLIA approved assay/test/measuremnt of the specified compound | CTRC Core Labs | Plasma (EDTA), serum | ug/ml | 3.9% | 8.5% | 1.0 ug/ml | Millipore | Radioimmunoassay (RIA) |  | Quarterly | Frozen at -80C | 3.5 - 14.4 ug/ml
|  |  | Albumin | 6.2964 | CAP/CLIA approved assay/test/measuremnt of the specified compound | CTRC Core Labs | Serum, Plasma (EDTA or Heparin) | g/dL | 2.3% | 4.9% | 1.5 g/dL | Beckman Coulter | Enzymatic |  | Monthly | Frozen at -80C | 3.5 to 5.7 g/dL
|  |  | Bronchoalveolar Lavage (BAL) Processing | 155.9684 | CAP/CLIA approved assay/test/measuremnt of the specified compound | CTRC Core Labs | BAL | per sample |  |  |  | Modified TDN SOP | Manual |  | as needed | Frozen at -80C
|  |  | Cholesterol | 10.07 | CAP/CLIA approved assay/test/measuremnt of the specified compound | CTRC Core Labs | Serum, Plasma (EDTA or Heparin) | mg/dL | 0.85% | 1.54% | 25 mg/dL | Beckman Coulter | Enzymatic |  | weekly | Frozen at -80C | 0 to 199 mg/dL Desirable 200 - 239 mg/dL Borderline High >240 mg/dL High
|  |  | Cortisol, Salivary ELISA | 60.4094 | CAP/CLIA approved assay/test/measuremnt of the specified compound | CTRC Core Labs | Saliva | mcg/dL | 3.9% | 9.6% | 0.030 mcg/dL | Salimetrics | Enzyme Immunoassay |  | Batch Requested | Frozen at -80C | Varies by ages and time of day. Contact laboratory at 720-777-8209 for details.
|  |  | Cortisol, salivary IDS | 39.6228 | CAP/CLIA approved assay/test/measuremnt of the specified compound | CTRC Core Labs | Saliva | mcg/dL | 8.2% | 13.5% | 0.034 mcg/dL | IDS (Immunodiagnosticsystems) | Chemiluminescence |  | Batch Requested | Frozen at -80C
|  |  | Cortisol, serum/plasma | 15.0944 | CAP/CLIA approved assay/test/measuremnt of the specified compound | CTRC Core Labs | Serum or Plasma (Heparin, EDTA) | ug/dL | 2.3% | 3.5% | 1.0 ug/dL | Beckman Coulter | 1-step competative |  | Quarterly | Frozen at -80C | AM fasting 5-25 ug/dL PM 2-16 ug/dL
|  |  | Cortisol, urine | 15.0944 | CAP/CLIA approved assay/test/measuremnt of the specified compound | CTRC Core Labs | 24 hour urine aliquot | ug/24 Hours | 2.3% |  | 1 | Beckman Coulter | Extraction, 1-step competative |  | Quarterly | Frozen at -80C | 20-90
|  |  | C-Peptide | 25.5884 | CAP/CLIA approved assay/test/measuremnt of the specified compound | CTRC Core Labs | Plasma (EDTA) | ng/mL | 4.8% | 4.8 | 0.1 ng/mL | Mercodia | Elisa |  | Monthly | Frozen at -80C | 1.0-5.4 ng/mL
|  |  | C-Reactive Protein (CRP-hs) | 16.695 | CAP/CLIA approved assay/test/measuremnt of the specified compound | CTRC Core Labs | Serum, Plasma (EDTA or lithium) | mg/L | 1.1% | 1.83% | 0.2 mg/L | Beckman Coulter | Immunoturbidimetric |  | Monthly | Frozen at -80C | less than 5.0 mg/L
|  |  | Creatinine, serum/plasma | 11.7872 | CAP/CLIA approved assay/test/measuremnt of the specified compound | CTRC Core Labs | Serum or Plasma (EDTA) | mg/dL | 1.6% | 3.3% | 0.5 mg/dL | Beckman Coulter | Enzymatic |  | Monthly | Frozen at -80C | 0.8 to 1.6 mg/dL
|  |  | Creatinine, urine | 12.1158 | CAP/CLIA approved assay/test/measuremnt of the specified compound | CTRC Core Labs | Urine | mg/dL | 1.3% | 5.4% | 0.5 mg/dL | Beckman Coulter | Enzymatic |  | Monthly | Frozen at -80C | Normal values are highly dependent on the age, lean body mass and fluid intake of the person the urine is being collected from. Urine creatine (24 hour sample) values may therefore be quite variable and can range from 500 mg/day to 2000 mg/day.
|  |  | C-Telopeptide (CTX) | 47.2972 | CAP/CLIA approved assay/test/measuremnt of the specified compound | CTRC Core Labs | Serum or Plasma (EDTA or Heparin) | ng/mL | 4.6% | 6.4% | 0.08 ng/mL | Immunodiagnostics Systems | Chemiluminescence |  | Batch Requested | Frozen at -80C | Males:0.115-0.748 ng/mL Females (premeno):0.112-0.738 ng/mL Females (post meno):0.142-1.351 ng/mL - method says Males: 0.038-0.724 ng/mL Females - premeno 0.034-0.635 ng/mL Females - post meno 0.034-1.037 ng/mL
|  |  | Cystatin C | 15.4336 | CAP/CLIA approved assay/test/measuremnt of the specified compound | CTRC Core Labs | Serum or Plasma (EDTA or Lithium Heparin) | mg/L | 6.5% | 7.1% | 0.20 mg/L | Kamiya Biomedical | Immunoturbidimetric |  | Monthly | Frozen at -80C | 0-3 months: 0.80-2.30 mg/L 4-11 months: 0.70-1.50 mg/L 1-17 years: 0.50-1.30 mg/L 18 years and older: 0.50-1.00 mg/L
|  |  | Endostatin, >21 pg/mL | 85.8282 | CAP/CLIA approved assay/test/measuremnt of the specified compound | CTRC Core Labs | Plasma (EDTA) | pg/mL | 2.5% | 6.5% | 21.0 pg/mL | R&D Systems | Luminex FlexMAP | YES | Batch Requested | Frozen at -80C
|  |  | Endothelin (ET-1) | 71.5818 | CAP/CLIA approved assay/test/measuremnt of the specified compound | CTRC Core Labs | Serum, Plasma (EDTA or Heparin) | pg/mL | 3.3% | 6.7% | 0.39 pg/mL | R&D Systems | ELISA |  | Batch Requested | Frozen at -80C
|  |  | Eotaxin CCL11, >63.2 pg/mL XL | 85.8282 | CAP/CLIA approved assay/test/measuremnt of the specified compound | CTRC Core Labs | Plasma (EDTA) or Sputum (Treated) | pg/mL | 4.8% | 7.4% | 1.81 pg/mL | R&D Systems/Bio-Techne | Luminex FlexMap | YES | Batch Requested | Frozen at -80C
|  |  | Epidermal Growth Factor (EGF), >13.4 pg/mL XL | 85.8282 | CAP/CLIA approved assay/test/measuremnt of the specified compound | CTRC Core Labs | Plasma (EDTA) or Sputum (Treated) | pg/mL | 4.1% | 8% | 4.95 pg/mL | R&D Systems/Bio-Techne | Luminex FlexMap | YES | Batch Requested | Frozen at -80C
|  |  | E-Selectin, soluble, >74.9 pg/mL | 85.8282 | CAP/CLIA approved assay/test/measuremnt of the specified compound | CTRC Core Labs | Plasma (EDTA) or Serum | pg/mL | 4.3% | 4.5% | 74.9 pg/mL | R&D Systems | Luminex FlexMAP | YES | Batch Requested | Frozen at -80C
|  |  | Estradiol | 17.1402 | CAP/CLIA approved assay/test/measuremnt of the specified compound | CTRC Core Labs | Serum | pg/mL | 4.3% | 8.2% | 10.0 pg/mL | Beckman Coulter | Chemiluminescent Immunoassay |  | Monthly | Frozen at -80C | Contact CTRC laboratory
|  |  | Fibroblast Growth Factor Basic (FGF Basic) XL | 85.8282 | CAP/CLIA approved assay/test/measuremnt of the specified compound | CTRC Core Labs | Plasma (EDTA) or Sputum (Treated) | pg/mL | 2% | 7.6% | 4.95 pg/mL | R&D Systems/Bio-Techne | Luminex FlexMap | YES | Batch Requested | Frozen at -80C
|  |  | Fibroblastic Growth Factor 19 (FGF-19) | 96.2374 | CAP/CLIA approved assay/test/measuremnt of the specified compound | CTRC Core Labs | Plasma (EDTA) | pg/mL | 2.9% | 11.9% | 15.6 pg/mL | R&D Systems/Bio-Techne | ELISA |  | Batch Requested | Frozen at -80C
|  |  | Fms-like Tyrosine Kinase 3 Ligand (Flt-3 Ligand), >43.8 pg/mL XL | 85.8282 | CAP/CLIA approved assay/test/measuremnt of the specified compound | CTRC Core Labs | Plasma (EDTA) or Sputum (Treated) | pg/mL | 2.4% | 8.4% | 3.09 pg/mL | R&D Systems/Bio-Techne | Luminex FlexMap | YES | Batch Requested | Frozen at -80C
|  |  | Follicle Stimulating Hormone (FSH) | 15.6138 | CAP/CLIA approved assay/test/measuremnt of the specified compound | CTRC Core Labs | Serum | mIU/mL | 1.8% | 3.8% | 0.11 mIU/mL | Beckman Coulter | Chemiluminescent Immunoassay |  | Weekly | Frozen at -80C | Contact CTRC Laboratory
|  |  | Free Fatty Acid (FFA) | 14.787 | CAP/CLIA approved assay/test/measuremnt of the specified compound | CTRC Core Labs | Serum | umol/L (uEq/l) | 1.1% | 5.6% | 15 umol/L | WaKo Chemicals USA | Enzymatic |  | Monthly | Frozen at -80C | 100 to 600 umol/L
|  |  | Ghrelin, Active | 19.9386 | CAP/CLIA approved assay/test/measuremnt of the specified compound | CTRC Core Labs | Plasma (EDTA) or Serum with PMSF | pg/mL | 7.4% | 13.5% | 7.8 pg/mL | Millipore | Radioimmunoassay (RIA) |  | Quarterly | Frozen at -80C
|  |  | Ghrelin, Total | 19.8538 | CAP/CLIA approved assay/test/measuremnt of the specified compound | CTRC Core Labs | Plasma (EDTA) or Serum | pg/mL | 4.5% | 13.5% | 93 pg/mL | Millipore | Radioimmunoassay (RIA) |  | Quarterly | Frozen at -80C Avoid heparinized plasma, this will cause falsely high values. | Blood concentrations are lowest shortly after consumption of a meal then rise during the fast just prior to the next meal. Due to this metabolic reaction, normal ranges are protocol dependent & should be determined by the PI.
|  |  | GIP | 35.8916 | CAP/CLIA approved assay/test/measuremnt of the specified compound | CTRC Core Labs | Plasma (EDTA) with DPP-4 protease inhibitor | pmol/L |  |  | 2.7 pmol/L | Mercodia | ELISA |  | Batch Requested | Frozen at -80C | 0-21 pmol/L
|  |  | GLP-1 (total, 7-36 and 9-36) | 42.0926 | CAP/CLIA approved assay/test/measuremnt of the specified compound | CTRC Core Labs | Plasma (EDTA) with DPP-4 protease inhibitor | pmol/L | 6.7% | 11% | 1.0 pmol/L | Mercodia | ELISA |  | Batch Requested | Frozen at -80C | This ELISA is designed, developed, and produced for the quantitative measurement of GLP-1 (7-36) and (9-36) in plasma samples. For this laboratory, there is no established normal range as it is dependent upon the individual protocol. Please note that results will vary depending on whether samples were collected from fasted or fed individuals. Indications are that the fed GLP-1 (7-36/9-36) levels are higher than fasted GLP-1(7-36/9-36) levels.
|  |  | Glucagon | 16.96 | CAP/CLIA approved assay/test/measuremnt of the specified compound | CTRC Core Labs | Plasma (EDTA) with aprotinin | pg/mL | 8% | 12% | 20 pg/mL | Millipore | Radioimmunoassay (RIA) |  | Quarterly | Frozen at -80C | Fasting: 50 - 150 pg/mL
|  |  | Glucose | 6.3388 | CAP/CLIA approved assay/test/measuremnt of the specified compound | CTRC Core Labs | Serum or Plasma (EDTA) | mg/dL | 0.67% | 1.44% | 10 mg/dL | Beckman Coulter | Hexokinase, UV |  | Weekly | Frozen at -80C | 65 to 110 mg/dL
|  |  | Glycerol | 14.787 | CAP/CLIA approved assay/test/measuremnt of the specified compound | CTRC Core Labs | Serum | umol/L | 3.1% | 6.3% | 11 umol/L | R-Biopharm | Enzymatic |  | Batch Requested | Frozen at -80C | 36 to 120 umol/L
|  |  | Granulocyte Colony Stimulating Factor (G-CSF), >14 pg/mL | 85.8282 | CAP/CLIA approved assay/test/measuremnt of the specified compound | CTRC Core Labs | Plasma (EDTA) or Serum or BAL/Sputum (Treated) | pg/mL | 9% | 9.2% | 12.0 pg/mL | R&D Systems | Luminex FlexMAP | YES | Batch Requested | Frozen at -80C
|  |  | Granulocyte Colony-Stimulating Factor (G-CSF), >18.8 pg/mL XL | 85.8282 | CAP/CLIA approved assay/test/measuremnt of the specified compound | CTRC Core Labs | Plasma (EDTA) or Sputum (Treated) | pg/mL | 1.8% | 7% | 0.62 pg/mL | R&D Systems/Bio-Techne | Luminex FlexMap | YES | Batch Requested | Frozen at -80C
|  |  | Granulocyte Macrophage Colony Stimulating Factor (GM-CSF), >14 pg/mL | 85.8282 | CAP/CLIA approved assay/test/measuremnt of the specified compound | CTRC Core Labs | Plasma (EDTA) or Serum or BAL/Sputum (Treated) | pg/mL |  | 8.5% | 14.0 pg/mL | R&D Systems | Luminex FlexMAP | YES | Batch Requested | Frozen at -80C
1549 | 1684 | N/A | Granulocyte Macrophage Colony Stimulating Factor (GM-CSF), high sensitive, >0.78 pg/mL | 85.8282 | CAP/CLIA approved assay/test/measuremnt of the specified compound | CTRC Core Labs | Plasma (EDTA) or Serum or BAL/Sputum (Treated) | pg/mL | 4.8% | 6.7% | 0.78 pg/mL | R&D Systems | Luminex FlexMap | YES | Batch Requested | Frozen at -80C
1513 | 1566 | N/A | Granulocyte-Macrophage Colony-Stimulating Factor (GM-CSF), >33.0 pg/mL XL | 85.8282 | CAP/CLIA approved assay/test/measuremnt of the specified compound | CTRC Core Labs | Plasma (EDTA) or Sputum (Treated) | pg/mL | 3.4% | 11.2% | 1.56 pg/mL | R&D Systems/Bio-Techne | Luminex FlexMap | YES | Batch Requested | Frozen at -80C
|  |  | Granzyme B, >15.0 pg/mL XL | 85.8282 | CAP/CLIA approved assay/test/measuremnt of the specified compound | CTRC Core Labs | Plasma (EDTA) or Sputum (Treated) | pg/mL | 2.9% | 8.2% | 1.04 pg/mL | R&D Systems/Bio-Techne | Luminex FlexMap | YES | Batch Requested | Frozen at -80C
1514 | 1567 | N/A | GRO alpha/CXCL1/KC/CINC-1 (GRO-a), >115.2 pg/mL XL | 85.8282 | CAP/CLIA approved assay/test/measuremnt of the specified compound | CTRC Core Labs | Plasma (EDTA) or Sputum (Treated) | pg/mL | 1.9% | 5.6% | 25.2 pg/mL | R&D Systems/Bio-Techne | Luminex FlexMap | YES | Batch Requested | Frozen at -80C
1515 | 1568 | N/A | GRO beta/CXCL2/MIP-2/CINC-3 (GRO-b), >15.2 pg/mL XL | 85.8282 | CAP/CLIA approved assay/test/measuremnt of the specified compound | CTRC Core Labs | Plasma (EDTA) or Sputum (Treated) | pg/mL | 1.9% | 6.8% | 0.83 pg/mL | R&D Systems/Bio-Techne | Luminex FlexMap | YES | Batch Requested | Frozen at -80C
46102 | 1701 | N/A | Growth Hormone (GH) | 18.4228 | CAP/CLIA approved assay/test/measuremnt of the specified compound | CTRC Core Labs | Serum or Plasma (Heparin) | ng/mL | 3.4% | 4.8% | 0.005 ng/mL | Beckman Coulter | One-Step Immunoenzymatic |  | Monthly | Frozen at -80C | Female: 0.010 to 3.61 ng/mL Male: 0.005 to 0.97 ng/mL
1519 | 1570 | N/A | HDL-C, direct | 13.78 | CAP/CLIA approved assay/test/measuremnt of the specified compound | CTRC Core Labs | Serum or Plasma (EDTA or Heparin) | mg/dL | 0.5% | 1.12% | 20 mg/dL | Beckman Coulter | Enzymatic |  | Weekly | Frozen at -80C | > 40 mg/dL Increased risk for CHD 40-60 mg/dL Normal rang 60 mg/dL Desireable
1001520 | 1571 | N/A | Insulin | 14.416 | CAP/CLIA approved assay/test/measuremnt of the specified compound | CTRC Core Labs | Serum or Plasma (EDTA) | uIU/mL | 1.6% | 2.8% | 0.5 uIU/mL | Beckman Coulter | Chemiluminescent Immunoassay |  | Weekly | Frozen at -80C | <20 uIU/ml Insulin calibrators are referenced to the WHO 1st IRP 66/304.
46104 | 1703 | N/A | Insulin-like Growth Factor1/Somatomedin C (IGF-1) | 36.0082 | CAP/CLIA approved assay/test/measuremnt of the specified compound | CTRC Core Labs | Serum or Plasma (EDTA or Heparin) | ng/mL | 2% | 7.1% | 10.0 ng/mL | Immunodiagnostics Systems | Chemilluminescence |  | Batch Requested | Frozen at -80C | 116-353 mg/mL
1516 | 1599 | N/A | Insulin-like Growth Factor-Binding Protein 3 (IGFBP-3) | 40.3224 | CAP/CLIA approved assay/test/measuremnt of the specified compound | CTRC Core Labs | Serum or Plasma (EDTA or Heparin) | ng/mL | 3.4% | 8.6% | 80 ng/mL | Immunodiagnostics Systems | Chemilluminescence |  | Batch Requested | Frozen at -80C | Males (ng/mL) Females (ng/mL) 0-1 year: 1095-3661 1032-3748 1-2 years: 1269-4104 1198-4182 2-3 years: 1442-4525 1363-4590 3-4 years: 1612-4914 1525-4969 4-5 years: 1774-5231 1683-5280 5-6 years: 1914-5423 1822-5441 6-7 years: 2010-5505 1913-5553 7-8 years: 2066-5589 1987-5668 8-9 years: 2123-5700 2063-5801 9-10 years: 2190-5841 2147-5948 10-11 years: 2269-5997 2236-6095 11-12 years: 2354-6134 2326-6224 12-13 years: 2431-6239 2409-6327 13-14 years: 2495-6314 2482-6406 14-15 years: 2547-6349 2545-6469 15-16 years: 2582-6358 2600-6511 16-17 years: 2605-6361 2646-6536 17-18 years: 2625-6368 2683-6551 18-21 years: 2645-6414 2714-6608 21-25 years: 2709-6299 2800-6472 25-30 years: 2698-6072 2795-6018 30-35 years: 2612-5992 2623-5770 35-40 years: 2554-6082 2502-5698 40-45 years: 2533-5959 2430-5616 45-50 years: 2400-5891 2334-5705 50-55 years: 2281-5806 2298-5750 55-60 years: 2161-5710 2240-5769 60-80 years: 2050-5029 2176-5518
1517 | 1699 | N/A | Intact N-Terminal Propeptide of Type 1 procollagen (P1NP intact) | 56.1482 | CAP/CLIA approved assay/test/measuremnt of the specified compound | CTRC Core Labs | Serum or Plasma (EDTA or Heparin) | ng/mL | 1.9% | 3.5% | 2.0 ng/mL | IDS (Immunodiagnosticsystems) | Chemiluminescence |  | Batch Requested | Frozen at -80C | 27.7 - 127.6 ng/mL
1518 | 1569 | N/A | Interferon alpha2 (IFN-a2), >4.4 pg/mL XL | 85.8282 | CAP/CLIA approved assay/test/measuremnt of the specified compound | CTRC Core Labs | Plasma (EDTA) or Sputum (Treated) | pg/mL | 3.6% | 10% | 0.29 pg/mL | R&D Systems/Bio-Techne | Luminex FlexMap | YES | Batch Requested | Frozen at -80C
46103 | 1702 | N/A | Interferon beta (IFN-b), >1.7 pg/mL XL | 85.8282 | CAP/CLIA approved assay/test/measuremnt of the specified compound | CTRC Core Labs | Plasma (EDTA) or Sputum (Treated) | pg/mL | 2.4% | 7.1% | 0.31 pg/mL | R&D Systems/Bio-Techne | Luminex FlexMap | YES | Batch Requested | Frozen at -80C
520087 | 520083 | N/A | Interferon gamma (IFN-g), >0.5 pg/mL XL | 85.8282 | CAP/CLIA approved assay/test/measuremnt of the specified compound | CTRC Core Labs | Plasma (EDTA) or Sputum (Treated) | pg/mL | 2.3% | 10.9% | 0.06 pg/mL | R&D Systems/Bio-Techne | Luminex FlexMap | YES | Batch Requested | Frozen at -80C
1521 | 1640 | N/A | Interferon-Gamma (IFNy), > 8 pg/mL | 85.8282 | CAP/CLIA approved assay/test/measuremnt of the specified compound | CTRC Core Labs | Plasma (EDTA) or Serum or BAL/Sputum (Treated) | pg/mL | 3.8% | 12.5% | 8.0 pg/mL | R&D Systems | Luminex FlexMap | YES | Batch Requested | Frozen at -80C
1001522 | 1572 | N/A | Interferon-Gamma (IFNy), high sensitive, >4.1 pg/m | 85.8282 | CAP/CLIA approved assay/test/measuremnt of the specified compound | CTRC Core Labs | Plasma (EDTA) or Serum or BAL/Sputum (Treated) | pg/mL | 5.5% | 4.9% | 4.1 pg/mL | R&D Systems | Luminex FlexMap | YES | Batch Requested | Frozen at -80C
1523 | 1573 | N/A | Interferon-gamma-inducible Protein 10/CXCL10/CRG-2 (IP-10), >2.7 pg/mL XL | 85.8282 | CAP/CLIA approved assay/test/measuremnt of the specified compound | CTRC Core Labs | Plasma (EDTA) or Sputum (Treated) | pg/mL | 3.3% | 6.6% | 0.16 PG/Ml | R&D Systems/Bio-Techne | Luminex FlexMap | YES | Batch Requested | Frozen at -80C
1524 | 1624 | N/A | Interleukin-1 alpha (IL-1a), > 8 pg/mL | 85.8282 | CAP/CLIA approved assay/test/measuremnt of the specified compound | CTRC Core Labs | Plasma (EDTA) or Serum or BAL/Sputum (Treated) | pg/mL | 7.3% | 9.4% | 8.0 pg/mL | R&D Systems | Luminex FlexMap | YES | Batch Requested | Frozen at -80C
1525 | 1623 | N/A | Interleukin-1 alpha/IL-1F1 (IL-1a), >10.4 pg/mL XL | 85.8282 | CAP/CLIA approved assay/test/measuremnt of the specified compound | CTRC Core Labs | Plasma (EDTA) or Sputum (Treated) | pg/mL | 5% | 10.6% | 0.41 pg/mL | R&D Systems/Bio-Techne | Luminex FlexMap | YES | Batch Requested | Frozen at -80C
1738 | 1001744 | N/A | Interleukin-1 beta (IL-1b), >11.2 pg/mL | 85.8282 | CAP/CLIA approved assay/test/measuremnt of the specified compound | CTRC Core Labs | Plasma (EDTA or Heparin) or Serum or BAL/Sputum or Tracheal Aspirate | pg/mL | 9.1% | 16.6% | 11.2 pg/mL | R&D Systems | Luminex FlexMap | YES | Batch Requested | Frozen at -80C
1526 | 1574 | N/A | Interleukin-1 beta (IL-1b), high sensitive, >0.68 pg/mL | 85.8282 | CAP/CLIA approved assay/test/measuremnt of the specified compound | CTRC Core Labs | Plasma (EDTA) or Serum or BAL/Sputum (Treated) | pg/mL | 3.3% | 5.1% | 0.68 pg/mL | R&D Systems | Luminex FlexMap | YES | Batch Requested | Frozen at -80C
46105 | 1704 | N/A | Interleukin-1 beta/IL-1F2 (IL-1b), >3.4 pg/mL XL | 85.8282 | CAP/CLIA approved assay/test/measuremnt of the specified compound | CTRC Core Labs | Plasma (EDTA) or Sputum (Treated) | pg/mL | 2.8% | 10.1% | 0.25 pg/mL | R&D Systems/Bio-Techne | Luminex FlexMap | YES | Batch Requested | Frozen at -80C
1527 | 1575 | N/A | Interleukin-1 Receptor Antagonist (IL-1ra), > 32 pg/mL | 85.8282 | CAP/CLIA approved assay/test/measuremnt of the specified compound | CTRC Core Labs | Serum or Plasma (EDTA) or BAL/Sputum (Treated) | pg/mL | 5.5% | 10.4% | 32.0 pg/mL | R&D Systems | Luminex FlexMap | YES | Batch Requested | Frozen at -80C
1528 | 1576 | N/A | Interleukin-1 Receptor Antagonist/IL-1F3 (IL-1ra), >10.3 pg/mL XL | 85.8282 | CAP/CLIA approved assay/test/measuremnt of the specified compound | CTRC Core Labs | Plasma (EDTA) or Sputum (Treated) | pg/mL | 3.6% | 12.4% | 5.98 pg/mL | R&D Systems/Bio-Techne | Luminex FlexMap | YES | Batch Requested | Frozen at -80C
1529 | 1577 | N/A | Interleukin-10 (IL-10), > 12.4 pg/mL | 85.8282 | CAP/CLIA approved assay/test/measuremnt of the specified compound | CTRC Core Labs | Plasma (EDTA) or Serum or BAL/Sputum (Treated) | pg/mL | 4.8% | 13% | 12.4 pg/mL | R&D Systems | Luminex FlexMap | YES | Batch Requested | Frozen at -80C
1739 | N/A | N/A | Interleukin-10 (IL-10), >61.1 pg/mL XL | 85.8282 | CAP/CLIA approved assay/test/measuremnt of the specified compound | CTRC Core Labs | Plasma (EDTA) or Sputum (Treated) | pg/mL | 3.6% | 11.2% | 5.47 pg/mL | R&D Systems/Bio-Techne | Luminex FlexMap | YES | Batch Requested | Frozen at -80C
1530 | 1578 | N/A | Interleukin-10 (IL-10), high sensitive, > 0.92 pg/mL | 85.8282 | CAP/CLIA approved assay/test/measuremnt of the specified compound | CTRC Core Labs | EDTA Plasma, Treated Sputum, Treated BAL | pg/mL | 7.4% | 5.6% | 0.92 pg/mL | R&D Systems | Luminex FlexMap | YES | Batch Requested | Frozen at -80C
1531 | 1579 | N/A | Interleukin-12p70 (IL-12p70), >12.8 pg/mL XL | 85.8282 | CAP/CLIA approved assay/test/measuremnt of the specified compound | CTRC Core Labs | Plasma (EDTA) or Sputum (Treated) | pg/mL | 2.6% | 9.8% | 2.39 pg/mL | R&D Systems/Bio-Techne | Luminex FlexMap | YES | Batch Requested | Frozen at -80C
1001740 | 1745 | N/A | Interleukin-12p70 (IL-12p70), high sensitive, > 13.8 pg/mL | 85.8282 | CAP/CLIA approved assay/test/measuremnt of the specified compound | CTRC Core Labs | Plasma (EDTA) or BAL/Sputum (Treated) | pg/mL | 5.9% | 18.5% | 13.8 pg/mL | R&D Systems | Luminex FlexMap | YES | Batch Requested | Frozen at -80C
1533 | 1629 | N/A | Interleukin-13 (IL-13), >30.8 pg/mL XL | 85.8282 | CAP/CLIA approved assay/test/measuremnt of the specified compound | CTRC Core Labs | Plasma (EDTA) or Sputum (Treated) | pg/mL | 2.5% | 8.3% | 3.39 pg/mL | R&D Systems/Bio-Techne | Luminex FlexMap | YES | Batch Requested | Frozen at -80C
1532 | 1628 | N/A | Interleukin-15 (IL-15), >4.6 pg/mL XL | 85.8282 | CAP/CLIA approved assay/test/measuremnt of the specified compound | CTRC Core Labs | Plasma (EDTA) or Sputum (Treated) | pg/mL | 3.2% | 11.2% | 0.26 pg/mL | R&D Systems/Bio-Techne | Luminex FlexMap | YES | Batch Requested | Frozen at -80C
1534 | 1580 | N/A | Interleukin-17A (IL-17A), > 12 pg/mL | 85.8282 | CAP/CLIA approved assay/test/measuremnt of the specified compound | CTRC Core Labs | Plasma (EDTA) or Serum or BAL/Sputum (Treated) | pg/mL | 8% | 9.2% | 12.0 pg/mL | R&D Systems | Luminex FlexMap | YES | Batch Requested | Frozen at -80C | 0.11 - 10.0 pg/mL (serum & plasma)
1535 | 1706 | N/A | Interleukin-17A (IL-17A), >8.1 pg/mL XL | 85.8282 | CAP/CLIA approved assay/test/measuremnt of the specified compound | CTRC Core Labs | Plasma (EDTA) or Sputum (Treated) | pg/mL | 2.5% | 9.8% | 1.09 pg/mL | R&D Systems/Bio-Techne | Luminex FlexMap | YES | Batch Requested | Frozen at -80C
46106 | 1705 | N/A | Interleukin-17E/IL-25 (IL-17E), >35.6 pg/mL XL | 85.8282 | CAP/CLIA approved assay/test/measuremnt of the specified compound | CTRC Core Labs | Plasma (EDTA) or Sputum (Treated) | pg/mL | 3.1% | 8.1% | 1.95 pg/mL | R&D Systems/Bio-Techne | Luminex FlexMap | YES | Batch Requested | Frozen at -80C
1536 | 1688 | N/A | Interleukin-2 (IL-2), > 11.2 pg/mL | 85.8282 | CAP/CLIA approved assay/test/measuremnt of the specified compound | CTRC Core Labs | Plasma (EDTA) or Serum or BAL/Sputum (Treated) | pg/mL | 11.9% | 11.5% | 11.2 pg/mL | R&D Systems | Luminex FlexMap | YES | Batch Requested | Frozen at -80C
1537 | 1581 | N/A | Interleukin-2 (IL-2), >3.4 pg/mL XL | 85.8282 | CAP/CLIA approved assay/test/measuremnt of the specified compound | CTRC Core Labs | Plasma (EDTA) or Sputum (Treated) | pg/mL | 3.9% | 9.6% | 0.25 pg/mL | R&D Systems/Bio-Techne | Luminex FlexMap | YES | Batch Requested | Frozen at -80C
1538 | 1582 | N/A | Interleukin-2 (IL-2), high sensitive, > 1.22 pg/mL | 85.8282 | CAP/CLIA approved assay/test/measuremnt of the specified compound | CTRC Core Labs | Plasma (EDTA) or BAL/Sputum (Treated) | pg/mL | 7.4% | 5.9% | 1.22 pg/mL | R&D Systems | Luminex FlexMap | YES | Batch Requested | Frozen at -80C
1539 | 1619 | N/A | Interleukin-3 (IL-3), >12.0 pg/mL XL | 85.8282 | CAP/CLIA approved assay/test/measuremnt of the specified compound | CTRC Core Labs | Plasma (EDTA) or Sputum (Treated) | pg/mL | 3.6% | 9.9% | 2.63 pg/mL | R&D Systems/Bio-Techne | Luminex FlexMap | YES | Batch Requested | Frozen at -80C
1540 | 1621 | N/A | Interleukin-33 (IL-33), >12.0 pg/mL XL | 85.8282 | CAP/CLIA approved assay/test/measuremnt of the specified compound | CTRC Core Labs | Plasma (EDTA) or Sputum (Treated) | pg/mL | 2.9% | 9.7% | 1.92 pg/mL | R&D Systems/Bio-Techne | Luminex FlexMap | YES | Batch Requested | Frozen at -80C
1549 | 1684 | N/A | Interleukin-4 (IL-4), > 17.2 pg/mL | 85.8282 | CAP/CLIA approved assay/test/measuremnt of the specified compound | CTRC Core Labs | Plasma (EDTA) or Serum or BAL/Sputum (Treated) | pg/mL | 10.2% | 7.1% | 17.2 pg/mL | R&D Systems | Luminex FlexMap | YES | Batch Requested | Frozen at -80C
1541 | 1583 | N/A | Interleukin-4 (IL-4), >1.1 pg/mL XL | 85.8282 | CAP/CLIA approved assay/test/measuremnt of the specified compound | CTRC Core Labs | Plasma (EDTA) or Sputum (Treated) | pg/mL | 2.4% | 8.4% | 0.07 pg/mL | R&D Systems/Bio-Techne | Luminex FlexMap | YES | Batch Requested | Frozen at -80C
1543 | 1584 | N/A | Interleukin-4 (IL-4), high sensitive, >5.6 pg/mL | 85.8282 | CAP/CLIA approved assay/test/measuremnt of the specified compound | CTRC Core Labs | Plasma (EDTA) or BAL/Sputum (Treated) | pg/mL | 4% | 15.6% | 5.6 pg/mL | R&D Systems | Luminex FlexMap | YES | Batch Requested | Frozen at -80C
1542 | 1001630 | N/A | Interleukin-5 (IL-5), > 6 pg/mL | 85.8282 | CAP/CLIA approved assay/test/measuremnt of the specified compound | CTRC Core Labs | Plasma (EDTA) or Serum or BAL/Sputum (Treated) | pg/mL | 6.9% | 5.7% | 6.0 pg/mL | R&D Systems | Luminex FlexMap | YES | Batch Requested | Frozen at -80C
520086 | 520082 | N/A | Interleukin-5 (IL-5), >6.2 pg/mL XL | 85.8282 | CAP/CLIA approved assay/test/measuremnt of the specified compound | CTRC Core Labs | Plasma (EDTA) or Sputum (Treated) | pg/mL | 1.8% | 8.3% | 0.31 pg/mL | R&D Systems/Bio-Techne | Luminex FlexMap | YES | Batch Requested | Frozen at -80C
1545 | 1586 | N/A | Interleukin-5 (IL-5), high sensitive, > 0.68 pg/mL | 85.8282 | CAP/CLIA approved assay/test/measuremnt of the specified compound | CTRC Core Labs | Plasma (EDTA) or BAL/Sputum (Treated) | pg/mL | 7.4% | 4.8% | 0.68 pg/mL | R&D Systems | Luminex FlexMap | YES | Batch Requested | Frozen at -80C
1544 | 1585 | N/A | Interleukin-6 (IL-6), > 0.156 pg/mL | 42.2622 | CAP/CLIA approved assay/test/measuremnt of the specified compound | CTRC Core Labs | Plasma (EDTA) or Serum | pg/mL | 7.8% | 11% | 0.156 pg/mL | R&D Systems | ELISA updated version in use 4/2018 #HS600C |  | Batch Requested | Frozen at -80C | 0 - 4.0 pg/mL
1546 | 1001632 | N/A | Interleukin-6 (IL-6), > 8 pg/mL | 85.8282 | CAP/CLIA approved assay/test/measuremnt of the specified compound | CTRC Core Labs | Plasma (EDTA) or Serum or BAL/Sputum (Treated) | pg/mL | 7.3% | 13.6% | 8.0 pg/mL | R&D Systems | Luminex FlexMap | YES | Batch Requested | Frozen at -80C
1547 | 1594 | N/A | Interleukin-6 (IL-6), >9.2 pg/mL XL | 85.8282 | CAP/CLIA approved assay/test/measuremnt of the specified compound | CTRC Core Labs | Plasma (EDTA) or Sputum (Treated) | pg/mL | 2.2% | 8.8% | 0.38 pg/mL | R&D Systems/Bio-Techne | Luminex FlexMap | YES | Batch Requested | Frozen at -80C
1551 | 1590 | N/A | Interleukin-6 (IL-6), high sensitive, > 1.9 pg/mL | 85.8282 | CAP/CLIA approved assay/test/measuremnt of the specified compound | CTRC Core Labs | Plasma (EDTA) or BAL/Sputum (Treated) | pg/mL | 4.5% | 6.2% | 1.9 pg/mL | R&D Systems | Luminex FlexMap | YES | Batch Requested | Frozen at -80C
1548 | 1631 | N/A | Interleukin-7 (IL-7), >3.9 pg/mL XL | 85.8282 | CAP/CLIA approved assay/test/measuremnt of the specified compound | CTRC Core Labs | Plasma (EDTA) or Sputum (Treated) | pg/mL | 2.8% | 9.6% | 0.18 pg/mL | R&D Systems/Bio-Techne | Luminex FlexMap | YES | Batch Requested | Frozen at -80C
46107 | 1746 | N/A | Interleukin-8 (IL-8) high sensitive, > 1.56 pg/mL | 85.8282 | CAP/CLIA approved assay/test/measuremnt of the specified compound | CTRC Core Labs | Plasma (EDTA) or BAL/Sputum (Treated) | pg/mL | 6.8% | 15.8% | 1.56 pg/mL | R&D Systems | Luminex FlexMap | YES | Batch Requested | Frozen at -80C
1549 | 1684 | N/A | Interleukin-8 (IL-8), >11.2 pg/mL | 85.8282 | CAP/CLIA approved assay/test/measuremnt of the specified compound | CTRC Core Labs | Serum or Plasma (EDTA) or BAL/Sputum (Treated) | pg/mL | 7.3% | 16.2% | 11.2 pg/mL | R&D Systems | Luminex FlexMap | YES | Batch Requested | Frozen at -80C
1535 | 1706 | N/A | Interleukin-8/CXCL8 (IL-8), >2.2 pg/mL XL | 85.8282 | CAP/CLIA approved assay/test/measuremnt of the specified compound | CTRC Core Labs | Plasma (EDTA) or Sputum (Treated) | pg/mL | 3.2% | 8.4% | 0.36 pg/mL | R&D Systems/Bio-Techne | Luminex FlexMap | YES | Batch Requested | Frozen at -80C
46112 | N/A | N/A | Interleukin-9 (IL-9), >365.0 pg/mL XL | 85.8282 | CAP/CLIA approved assay/test/measuremnt of the specified compound | CTRC Core Labs | Plasma (EDTA) or Sputum (Treated) | pg/mL | 6.2% | 10.3% | 37.1 pg/mL | R&D Systems/Bio-Techne | Luminex FlexMap | YES | Batch Requested | Frozen at -80C
46113 | N/A | N/A | Intestinal Fatty Acid Binding Protein (IFABP) | 101.8448 | CAP/CLIA approved assay/test/measuremnt of the specified compound | CTRC Core Labs | Plasma (EDTA) | pg/mL | 4.4% | 4.5% | 15.6 pg/mL | R&D Systems/Bio-Techne | ELISA |  | Batch Requested | Frozen at -80C
N/A | 1606 | N/A | Intracellular Cell Adhesion Molecule-1, Soluable (sICAM-1), > 240 pg/mL | 85.8282 | CAP/CLIA approved assay/test/measuremnt of the specified compound | CTRC Core Labs | Plasma (EDTA) or Serum | pg/mL | 4.7% | 16% | 240 pg/mL | R&D Systems | Luminex FlexMap | YES | Batch Requested | Frozen at -80C
N/A | 1605 | N/A | LDL-C, direct | 15.3382 | CAP/CLIA approved assay/test/measuremnt of the specified compound | CTRC Core Labs | Serum or Plasma (EDTA or heparin) | mg/dL | 1.4% | 2.6% | 7.0 mg/dL | Beckman Coulter | Enzymatic |  | Weekly | Frozen at -80C | 75 to 193 mg/dL
N/A | 1604 | N/A | Leptin | 16.8646 | CAP/CLIA approved assay/test/measuremnt of the specified compound | CTRC Core Labs | Plasma (EDTA) or Serum | ng/mL | 5.9% | 5.8% | 0.5 ng/mL | Millipore | Radioimmunoassay (RIA) |  | Quarterly | Frozen at -80C | Leptin levels are directly correlated with BMI. Lean Men (BMI 16-25): 2.0 - 5.6 ng/mL Lean Women (BMI 16-25): 3.7 - 11.1 ng/mL
N/A | 1588 | N/A | Lipids, Total (does not distinquish between Chol, Trig, or Phospholipids) | 60.6214 | CAP/CLIA approved assay/test/measuremnt of the specified compound | CTRC Core Labs | Serum or Plasma (EDTA) | mg/dL | 2.6% | 4.6% | 100 mg/dL | Vanillin/Sulfuric Acid | Spectrophotometric |  | 7-10 days | Frozen at -80C | 400 - 1000 mg/dL
N/A | 1589 | N/A | Luteinizing Hormone (LH) | 15.529 | CAP/CLIA approved assay/test/measuremnt of the specified compound | CTRC Core Labs | Serum | mIU/mL | 2.4% | 4% | 0.12 mIU/mL | Beckman Coulter | Chemilluminescence |  | Monthly | Frozen at -80C | Contact CTRC Laboratory
N/A | 1587 | N/A | Macrophage Inflammatory Protein 1 alpha (MIP-1a), >10.4 pg/mL XL | 85.8282 | CAP/CLIA approved assay/test/measuremnt of the specified compound | CTRC Core Labs | Plasma (EDTA) or Sputum (Treated) | pg/mL | 2.9% | 5.7% | 1.58 pg/mL | R&D Systems/Bio-Techne | Luminex FlexMap | YES | Batch Requested | Frozen at -80C
N/A | 1607 | N/A | Macrophage Inflammatory Protein 1 alpha (MIP-1a), >72 pg/ml | 85.8282 | CAP/CLIA approved assay/test/measuremnt of the specified compound | CTRC Core Labs | Plasma (EDTA) or Serum or BAL/Sputum (Treated) | pg/mL |  | 2.4% | 72 pg/mL | R&D Systems | Luminex FlexMap | YES | Batch Requested | Frozen at -80C
1553 | 1691 | N/A | Macrophage Inflammatory Protein 1 beta (MIP-1b), > 12 pg/mL | 85.8282 | CAP/CLIA approved assay/test/measuremnt of the specified compound | CTRC Core Labs | Plasma (EDTA) or Serum or BAL/Sputum (Treated) | pg/mL | 6.8% | 8% | 12 pg/mL | R&D Systems | Luminex FlexMap | YES | Batch Requested | Frozen at -80C
15211 | 15212 | N/A | Macrophage Inflammatory Protein 1 beta (MIP-1b), >96.0 pg/mL XL | 85.8282 | CAP/CLIA approved assay/test/measuremnt of the specified compound | CTRC Core Labs | Plasma (EDTA) or Sputum (Treated) | pg/mL | 1.7% | 7.9% | 18.4 pg/mL | R&D Systems/Bio-Techne | Luminex FlexMap | YES | Batch Requested | Frozen at -80C
1556 | 1643 | N/A | Macrophage Inflammatory Protein 3 alpha (MIP-3a), >4.4 pg/mL XL | 85.8282 | CAP/CLIA approved assay/test/measuremnt of the specified compound | CTRC Core Labs | Plasma (EDTA) or Sputum (Treated) | pg/mL | 3% | 9.4% | 1.05 pg/mL | R&D Systems/Bio-Techne | Luminex FlexMap | YES | Batch Requested | Frozen at -80C
1554 | 1641 | N/A | Macrophage Inflammatory Protein 3 beta (MIP-3b), >7.8 pg/mL XL | 85.8282 | CAP/CLIA approved assay/test/measuremnt of the specified compound | CTRC Core Labs | Plasma (EDTA) or Sputum (Treated) | pg/mL | 2.5% | 8.6% | 0.6 pg/mL | R&D Systems/Bio-Techne | Luminex FlexMap | YES | Batch Requested | Frozen at -80C
1555 | 1642 | N/A | Melatonin | 32.9766 | CAP/CLIA approved assay/test/measuremnt of the specified compound | CTRC Core Labs | Serum or Plasma(EDTA orHeparin) or Saliva | pg/ml |  |  | Serum/plasma 2.5 pg/ml saliva 1.0 pg/ml | ALPCO | RIA |  | Quarterly | Frozen at -80C
1557 | 1692 | N/A | Microalbumin, Urine | 50.6362 | CAP/CLIA approved assay/test/measuremnt of the specified compound | CTRC Core Labs | Urine | mcg/mL | 1.5% | 4.7% | Less than 2.5 mcg/mL | Siemens | Nephelometry |  | Weekly | Store in refrigerator at 2-8°C. Stable for 12 weeks. Do not freeze as values will be falsely elevated. | Less than 30 mcg/mL (random)
520076 | 520079 | N/A | Monocyte Chemoattractant Protein-1(MCP-1), > 13.6 pg/mL | 85.8282 | CAP/CLIA approved assay/test/measuremnt of the specified compound | CTRC Core Labs | Plasma (EDTA) or Serum or BAL/Sputum (Treated) | pg/mL | 4.3% | 9.3% | 13.6 pg/mL 10 pg/mL- multiple sensitvities listed | R&D Systems | Luminex FlexMap | YES | Batch Requested | Frozen at -80C
520077 | 520078 | N/A | Monocyte Chemoattractant Protein-1(MCP-1), >4.1 pg/mL XL | 85.8282 | CAP/CLIA approved assay/test/measuremnt of the specified compound | CTRC Core Labs | Plasma (EDTA) or Sputum (Treated) | pg/mL | 1.8% | 6.3% | 0.6 pg/mL | R&D Systems/Bio-Techne | Luminex FlexMap | YES | Batch Requested | Frozen at -80C
1558 | 1698 | N/A | Neutrophil elastase, free | 56.6464 | CAP/CLIA approved assay/test/measuremnt of the specified compound | CTRC Core Labs | Sputum | mcg/mL | 3.1% | 7.6% | 0.30 mcg/mL | N-Meth...p-nitroanalide | Kinetic |  | Batch Requested | Frozen at -80C
1001742 | 5500075 | N/A | Neutrophil elastase-alpha1-antiproteinase complex (NEAPC) | 76.8712 | CAP/CLIA approved assay/test/measuremnt of the specified compound | CTRC Core Labs | Serum or Plasma (EDTA or citrate plasma) or BAL/Sputum (treated) | ng/mL | 4.4% | 5.3% | 12.5 ng/mL | ALPCO | ELISA |  | Batch Requested | Frozen at -80C
1559 | 1591 | N/A | Nitrogen Total, Urine | 81.514 | CAP/CLIA approved assay/test/measuremnt of the specified compound | CTRC Core Labs | Urine or Serum | mg/L | 1.1% | 6.6% | 10.0 mg/L | Antek | Pyrochemilluminescence |  | Monthly | Frozen at -80C | 7-20 grams/Total Volume
1743 | 5500076 | N/A | Osteocalcin | 53.1802 | CAP/CLIA approved assay/test/measuremnt of the specified compound | CTRC Core Labs | Serum or Plasma (EDTA or Heparin) | ng/mL | 1.7% | 3.9% | 2.0 ng/mL | Immunodiagnostics Systems | Chemiluminescence Immunoassay (CLIA) |  | Batch Requested | Frozen at -80C | Adults: 10.4 - 45.6 ng/mL
1560 | 1592 | N/A | Oxidized-LDL (Oxi-LDL) | 50.6044 | CAP/CLIA approved assay/test/measuremnt of the specified compound | CTRC Core Labs | Plasma (EDTA) | U/L | 4.6% | 7.1% | 1.5 U/L | Mercodia | ELISA |  | Monthly | Frozen at -80C | Contact CTRC Laboratory
1595 | N/A | N/A | Parathyroid Hormone (PTH) | 21.4438 | CAP/CLIA approved assay/test/measuremnt of the specified compound | CTRC Core Labs | Plasma (EDTA) or Serum | pg/mL | 2.4% | 3.7% | 10 pg/mL | Beckman | Chemiluminescent Immunoassay |  | Batch Requested | Frozen at -80C Freeze sample immediately after seperation | 12-88 pg/mL
5500077 | N/A | N/A | Placenta Growth Factor (PlGF), <3.8 pg/mL | 85.8282 | CAP/CLIA approved assay/test/measuremnt of the specified compound | CTRC Core Labs | Plasma (EDTA) | pg/mL | 1.7% | 4.4% | 3.8 pg/mL | R&D Systems | Luminex FlexMap | YES | Batch Requested | Frozen at -80C
5500077 | 5500078 | N/A | Platelet-derived Growth Factor AA (PDGF-AA), <3.6 pg/mL | 85.8282 | CAP/CLIA approved assay/test/measuremnt of the specified compound | CTRC Core Labs | Plasma (EDTA) | pg/mL | 3.9% | 4.9% | 3.6 pg/mL | R&D Systems | Luminex FlexMap | YES | Batch Requested | Frozen at -80C
5500173 | 5500167 | N/A | Platelet-Derived Growth Factor AA (PDGF-AA), >13.2 pg/mL XL | 85.8282 | CAP/CLIA approved assay/test/measuremnt of the specified compound | CTRC Core Labs | Plasma (EDTA) or Sputum (Treated) | pg/mL | 2.7% | 7.1% | 0.86 pg/mL | R&D Systems/Bio-Techne | Luminex FlexMap | YES | Batch Requested | Frozen at -80C
1597 | 1597 | N/A | Platelet-Derived Growth Factor AB/BB (PDGF-AB/BB), >13.8 pg/mL XL | 85.8282 | CAP/CLIA approved assay/test/measuremnt of the specified compound | CTRC Core Labs | Plasma (EDTA) or Sputum (Treated) | pg/mL | 2.2% | 7.4% | 0.23 pg/mL | R&D Systems/Bio-Techne | Luminex FlexMap | YES | Batch Requested | Frozen at -80C
04116 | 04116 | N/A | Progesterone | 16.5996 | CAP/CLIA approved assay/test/measuremnt of the specified compound | CTRC Core Labs | Serum or Plasma (EDTA or Heparin) | ng/mL | 4.4% | 7.9% | 0.1 ng/mL | Beckman Coulter | Chemiluminescent Immunoassay |  | Monthly | Frozen at -80C | Contact CTRC Laboratory
5500172 | 5500166 | N/A | Programmed Cell Death Ligand 1 (PD-L1/B7-H1), >11.8 pg/mL XL | 85.8282 | CAP/CLIA approved assay/test/measuremnt of the specified compound | CTRC Core Labs | Plasma (EDTA) or Sputum (Treated) | pg/mL | 2.7% | 8.3% | 0.532 pg/mL | R&D Systems/Bio-Techne | Luminex FlexMap | YES | Batch Requested | Frozen at -80C
1598 | 1598 | N/A | Prostaglandin E2 (PGE2) | 74.8466 | CAP/CLIA approved assay/test/measuremnt of the specified compound | CTRC Core Labs |  | pg/mL | 4.7% | 14.4% | 31.2 pg/mL |  |  |  | Batch Requested | Frozen at -80C
04115 | 04115 | N/A | P-Selectin, soluble | 85.8282 | CAP/CLIA approved assay/test/measuremnt of the specified compound | CTRC Core Labs | Plasma (EDTA) or Serum | pg/mL | 4.8% | 6.9% | 55.8 pg/mL | R&D Systems | Luminex FlexMap | YES | Batch Requested | Frozen at -80C
5500174 | N/A | N/A | PYY (Peptide-YY) | 22.4826 | CAP/CLIA approved assay/test/measuremnt of the specified compound | CTRC Core Labs | Plasma (EDTA) | pg/mL | 5.3% | 8.9% | 10 pg/mL | Millipore | Radioimmunoassay (RIA) |  | Monthly | Frozen at -80C Avoid using heparin as an anticoagulant, excess will provide falsely high values. | Blood concentrations of PYY are lowest before consumption of a meal, then rise post consumption. Due to this metabolic reaction, normal ranges will be protocol dependant and should be determined by the PI.
5500171 | N/A | N/A | Regulated on Activation, Normal T Cell Expresses and Secreted/CCL5 (RANTES), >316.0 pg/mL XL | 85.8282 | CAP/CLIA approved assay/test/measuremnt of the specified compound | CTRC Core Labs | Plasma (EDTA) or Sputum (Treated) | pg/mL | 1.8% | 7.5% | 40.7 pg/mL | R&D Systems/Bio-Techne | Luminex FlexMap | YES | Batch Requested | Frozen at -80C
46117 | 1001770 | N/A | Regulated on Activation, Normal T Expressed and Secreted (RANTES), > 120 pg/mL | 85.8282 | CAP/CLIA approved assay/test/measuremnt of the specified compound | CTRC Core Labs | Plasma (EDTA) or Serum or BAL/Sputum (treated) | pg/mL | 13.7% | 10% | 120 pg/mL | R&D Systems | Luminex FlexMap |  | Batch Requested | Frozen at -80C
15207 | 15208 | N/A | Sample Processing, Core Lab (up to 4 tubes per timepoint, includes 4 aliquots, single centrifuge speed) | 15 | CAP/CLIA approved assay/test/measuremnt of the specified compound | CTRC Core Labs | Serum or Plasma | up to 4 tubes per draw 4-8 tubes x2 9-12 tubes x3 | [6 empty] | As Requested | Frozen at -20C or lower
5500177 | N/A | N/A | Sample storage consumables, Core Lab (per box/pickup) | n/a | CAP/CLIA approved assay/test/measuremnt of the specified compound | CTRC Core Labs | Serum or Plasma or Urine
520089 | 520081 | N/A | Sample storage, Core Lab (per box/month) (short term only- less than 1yr) | 35.2768 | CAP/CLIA approved assay/test/measuremnt of the specified compound | CTRC Core Labs | Serum or Plasma or Urine
5500170 | N/A | N/A | Sex Hormone Binding Globulin (SHBG) | 21.8042 | CAP/CLIA approved assay/test/measuremnt of the specified compound | CTRC Core Labs | Serum | nmol/L | 3.6% | 5.7% | 3 nmol/L | Beckman Coulter | Chemiluminescent Immunoassay |  | Monthly | Frozen at -80C | Contact CTRC Laboratory
5500175 | N/A | N/A | Soluble Transferrin Receptor (sTfR) | 55.4592 | CAP/CLIA approved assay/test/measuremnt of the specified compound | CTRC Core Labs | Serum or Plasma (heparin) | mg/L | 2.5% | 14.7% | 0.15 mg/L | Siemens | Nephelometry |  | Batch Requested | Frozen at -80C | Pediatric below 0.2 to 2.19mg/L, Heathy 0.76 - 1.76 mg/L
5500169 | N/A | N/A | Specimen processing, dried blood spot, Core Lab | 44.9864 | CAP/CLIA approved assay/test/measuremnt of the specified compound | CTRC Core Labs | [6 empty] | Manual |  | As Requested | Frozen at -80C
5500176 | 1656 | N/A | Specimen Processing, PBMC, Core Lab | 178.6524 | CAP/CLIA approved assay/test/measuremnt of the specified compound | CTRC Core Labs | [8 empty] | As Requested | liquid nitrogen
5500168 | N/A | N/A | Sputum Processing, Frozen, Core Lab (no cell counts or differential) (x5 dil, PMSF/EDTA) | 138.065 | CAP/CLIA approved assay/test/measuremnt of the specified compound | CTRC Core Labs | Sputum (PMSF/EDTA) |  |  |  |  | Modified TDN Protocol | Manual |  | As Requested | Frozen at -80C Homogenized with sputolysin, protease inhibitors: EDTA & PMSF
N/A | N/A | create new- 3 digit | Testosterone | 15.6668 | CAP/CLIA approved assay/test/measuremnt of the specified compound | CTRC Core Labs | Serum | ng/dL | 2.1% | 5.1% | 17 ng/dL | Beckman Coulter | 1-step competative |  | Monthly | Frozen at -80C | Female: 20-80 ng/dL Male age 20-50: 260-816 ng/dL Male age >50: 200-700 ng/dL Ranges updated 8/23/2021 (Previous range: Male 20-50 yr: 260-1600 ng/dl Male >50 yr: 200-850 ng/dl)
N/A | N/A | create new- 3 digit | TNF-related Apoptosis-inducing Ligand (TRAIL), >48.0 pg/mL XL | 85.8282 | CAP/CLIA approved assay/test/measuremnt of the specified compound | CTRC Core Labs | Plasma (EDTA) or Sputum (Treated) | pg/mL | 2.4% | 7.9% | 2.32 pg/mL | R&D Systems/Bio-Techne | Luminex FlexMap | TRUE | Batch Requested | Frozen at -80C
N/A | N/A | create new- 3 digit | Transforming Growth Factor alpha (TGF-a), >10.0 pg/mL XL | 85.8282 | CAP/CLIA approved assay/test/measuremnt of the specified compound | CTRC Core Labs | Plasma (EDTA) or Sputum (Treated) | pg/mL | 4.4% | 9.2% | 0.93 pg/mL | R&D Systems/Bio-Techne | Luminex FlexMap | TRUE | Batch Requested | Frozen at -80C
N/A | N/A | create new- 3 digit | Triglyceride | 9.7096 | CAP/CLIA approved assay/test/measuremnt of the specified compound | CTRC Core Labs | Serum or Plasma (EDTA or heparin) | mg/dL | 0.8% | 2.18% | 15 mg/dL | Beckman Coulter | Enzymatic |  | Weekly | Frozen at -80C | < 150 mg/dL Desirable 151-239 mg/dL Borderline High > 240 mg/dL High
N/A | N/A | create new- 3 digit | Trypsin/trypsinogen | 87.821 | CAP/CLIA approved assay/test/measuremnt of the specified compound | CTRC Core Labs | Serum | ng/mL | 4.9% | 7.5% | 40 ng/mL | Cisbio Bioassays | Radioimmunoassay |  | Batch Requested | Frozen at -80C
999025115 | need to create | N/A | TSH (Thyroid Stimulating Hormone) | 17.172 | CAP/CLIA approved assay/test/measuremnt of the specified compound | CTRC Core Labs | Serum or Plasma (heparin) | uIU/mL | 1.5% | 2% | 0.01 mIU/mL | Beckman Coulter | 1-step sandwich |  | Weekly | Frozen at -80C | 0.5-5.0 uIU/mL
999025000 | need to create | N/A | Tumor Necrosis Factor-alpha (TNF-a), > 1.56 pg/mL | 35.6796 | CAP/CLIA approved assay/test/measuremnt of the specified compound | CTRC Core Labs | Serum or Plasma (EDTA, heparinized or citrated) | pg/mL | 5.4% | 7.1% | 0.156 pg/mL | R&D Systems | ELISA updated version in use 6/2017 #HSTA00E |  | Batch Requested | Frozen at -80C | 0 - 3.26 pg/mL
999025010 | need to create | N/A | Tumor Necrosis Factor-alpha (TNF-a), > 8 pg/mL | 85.8282 | CAP/CLIA approved assay/test/measuremnt of the specified compound | CTRC Core Labs | Plasma (EDTA) or Serum or Sputum/ BAL (treated) | pg/mL | 9.2% | 5.2% | 8.0 pg/mL | R&D Systems | Luminex FlexMap | YES | Batch Requested | Frozen at -80C
999025005 | need to create | N/A | Tumor Necrosis Factor-alpha (TNF-a), high sensitive, > 1.56 pg/mL | 85.8282 | CAP/CLIA approved assay/test/measuremnt of the specified compound | CTRC Core Labs | Plasma (EDTA) or Serum or Sputum/ BAL (treated) | pg/mL | 2.4% | 7.6% | 1.56 pg/mL | R&D Systems | Luminex FlexMap | YES | Batch Requested | Frozen at -80C
999025015 | need to create | N/A | Tumor Neucrosis Factor alpha (TNF-a), >11.4 pg/mL XL | 85.8282 | CAP/CLIA approved assay/test/measuremnt of the specified compound | CTRC Core Labs | Plasma (EDTA) or Sputum (Treated) | pg/mL | 3% | 10.3% | 0.62 pg/mL | R&D Systems/Bio-Techne | Luminex FlexMap | YES | Batch Requested | Frozen at -80C
999025105 | need to create | N/A | Tumor Neucrosis Factor beta/Lynphotoxin-alpha (TNF-b), >1.6 pg/mL XL | 85.8282 | CAP/CLIA approved assay/test/measuremnt of the specified compound | CTRC Core Labs | Plasma (EDTA) or Sputum (Treated) | pg/mL | 2.2% | 8% | 0.196 pg/mL | R&D Systems/Bio-Techne | Luminex FlexMap | YES | Batch Requested | Frozen at -80C
999025020 | need to create | N/A | Vascular cell adhesion molecule, soluble (VCAM-1) | 85.8282 | CAP/CLIA approved assay/test/measuremnt of the specified compound | CTRC Core Labs | Plasma (EDTA) or Serum | pg/mL | 4.1% | 4.7% | 1086 pg/mL | R&D Systems | Luminex FlexMap | YES | Batch Requested | Frozen at -80C
999025120 | need to create | N/A | Vascular endothelial growth factor (VEGF), > 8 pg/mL | 85.8282 | CAP/CLIA approved assay/test/measuremnt of the specified compound | CTRC Core Labs | Plasma (EDTA) or Serum or BAL/Sputum (Treated) | pg/mL | 6.4% | 12.1% | 8 pg/mL | R&D Systems | Luminex FlexMap | YES | Batch Requested | Frozen at -80C
999025025 | need to create | N/A | Vascular endothelial Growth Factor (VEGF), >12.8 pg/mL XL | 85.8282 | CAP/CLIA approved assay/test/measuremnt of the specified compound | CTRC Core Labs | Plasma (EDTA) or Sputum (Treated) | pg/mL | 2.9% | 10.1% | 1.17 pg/mL | R&D Systems/Bio-Techne | Luminex FlexMap | YES | Batch Requested | Frozen at -80C
999025030 | need to create | N/A | Vascular endothelial growth factor (VEGF), >2.1 pg/mL | 85.8282 | CAP/CLIA approved assay/test/measuremnt of the specified compound | CTRC Core Labs | Plasma (EDTA) | pg/mL | 3.4% | 5% | 2.1 pg/mL | R&D Systems | Luminex FlexMap | YES | Batch Requested | Frozen at -80C
999025110 | need to create | N/A | Vascular endothelial growth factor (VEGF), high sensitive, > 3.8 pg/mL | 85.8282 | CAP/CLIA approved assay/test/measuremnt of the specified compound | CTRC Core Labs | Plasma (EDTA) or Sputum/ BAL (treated) | pg/mL | 3.7% | 8.3% | 3.8 pg/mL | R&D Systems | Luminex FlexMap | YES | Batch Requested | Frozen at -80C
999025110 | need to create | N/A | Vascular endothelial Growth Factor 1 FLT-1 (sVEGF R1) | 86.6974 | CAP/CLIA approved assay/test/measuremnt of the specified compound | CTRC Core Labs | Plasma (EDTA) or Sputum/ BAL (treated) or tracheal aspirate | pg/mL | 3.6% | 6.9% | 25 pg/mL | R&D Systems | ELISA |  | Batch Requested | Frozen at -80C | EDTA Plasma=55-123 pg/mL Serum=75-279 pg/mL
999025100 | need to create | N/A | Vascular endothelial growth factor D (VEGF-D), <36.6 pg/mL | 85.8282 | CAP/CLIA approved assay/test/measuremnt of the specified compound | CTRC Core Labs | Plasma (EDTA) | pg/mL | 4.4% | 6.5% | 36.6 pg/mL | R&D Systems | Luminex FlexMap |  | Batch Requested | Frozen at -80C
999025115 | need to create | N/A | Ad lib buffet meal | 212.11 | Includes meal planning, extra food cost, weigh back of meal's leftovers | CTRC Nutrition Core
999025040 | need to create | N/A | Ad lib buffet meal , no weighback | 184.442 | Applies when study staff can collect and conduct weighback of leftovers in real time | CTRC Nutrition Core
999025045 | need to create | N/A | Ad lib diet, 1d | 374.604 | Applies to a full day's adlib diet | CTRC Nutrition Core
999025125 | need to create | N/A | Ad lib diet, 1d, no weighback | 321.2118 | Applies when study staff can collect and conduct weighback of leftovers in real time | CTRC Nutrition Core
999025090 | need to create | N/A | Administrative charges, Nutrition Core (food prefs, sched)/subject | 21.8423 | All studies will be charged this adminstrative fee on a per subject basis | CTRC Nutrition Core
999025050 | need to create | N/A | Anthropomterics, All, Nutrition Core | 58.605 | Includes ht, wt, circumference, skinfolds | CTRC Nutrition Core
999025055 | need to create | N/A | Breakfast, Standard | 39.7321 | Standard meal with up to three nutritionally equal options. Same meal options offered across all study subjects | CTRC Nutrition Core
999025130 | need to create | N/A | Courier, Nutrition Core | 123.8669 | Setting up of courier service for pick up and delivery of diets | CTRC Nutrition Core
999025060 | need to create | N/A | Diet Recall, 24 hr | 115.5771 | Standardized USDA Multiple Pass method using NDS-R software | CTRC Nutrition Core
999025140 | need to create | N/A | Diet record entry and analysis/3 days | 94.17 | Data entry/analysis of three day diet record by trained staff in NDS-R software | CTRC Nutrition Core
999025140 | need to create | N/A | Diet record entry and analysis/day | 50.8942 | Data entry/analysis of one day diet record by trained staff in NDS-R software | CTRC Nutrition Core
999025075 | need to create | N/A | Diet record instruction (hourly charge) | 125.6491 | In-depth instruction on completing three-day food records, offered to individual study subjects or one-time instruction to study coordinators who can instruct subjects | CTRC Nutrition Core
999025080 | need to create | N/A | Dinner, Standard | 71.7016 | Standard meal with up to three nutritionally equal options. Same meal options offered across all study subjects | CTRC Nutrition Core
999025070 | need to create | N/A | Food Frequency Questionnaire, Adult (DHQ) | 18.93 | NCI FFQ, adult cost/subject - web-based FFQ for adults | CTRC Nutrition Core
999025085 | need to create | N/A | Lunch, Standard | 62.8105 | Standard meal with up to three nutritionally equal options. Same meal options offered across all study subjects | CTRC Nutrition Core
N/A | N/A | 332840 | Metabolic Ad lib food weigh back/day | 143.1636 | Cost of weighback of leftovers from a full day's diet | CTRC Nutrition Core
N/A | N/A | 332843 | Metabolic Ad lib food weigh back/meal | 50.96 | Cost of weighback of leftovers from a meal | CTRC Nutrition Core
N/A | N/A | 276505 | Metabolic Diet, level 0, 1d | 268.5041 | Controlled for calories, macronutrients (protein, fat, carbohydrates) and fiber over the whole day | CTRC Nutrition Core
N/A | N/A | 281267 | Metabolic Diet, level 0, 3d | 642.9112 | Controlled for calories, macronutrients (protein, fat, carbohydrates) and fiber over the whole day; for duration of 3 days | CTRC Nutrition Core
N/A | N/A | 281259 | Metabolic Diet, level 0.5: Extra Snacks, 1d | 267.5811 | Metabolic diet with upto two additional optional snacks (modules) controlled for calories/ macronutrients per day | CTRC Nutrition Core
N/A | N/A | 281268 | Metabolic Diet, level 0.5: Extra Snacks, 3d | 695.1003 | Metabolic diet with upto two additional optional snacks (modules) controlled for calories/ macronutrients for duration of 3 days | CTRC Nutrition Core
N/A | N/A | 336203 | Metabolic Diet, level 1: with 1 additional nutrient, 1d | 268.499 | Controlled for calories, macronutrients, plus 1 additional nutrient like simple sugars, fat subtype, sodium etc OR Meeting macronutrient goals for every meal rather than over the whole day | CTRC Nutrition Core
N/A | N/A | 276511 | Metabolic Diet, level 1: with 1 additional nutrient, 3d | 710.9006 | Controlled for calories, macronutrients, plus 1 additional nutrient like simple sugars, fat subtype, sodium etc OR Meeting macronutrient goals for every meal rather than over the whole day; for duration of 3 days | CTRC Nutrition Core
N/A | N/A | create new- 3 digit | Metabolic Diet, level 2: with ≥ 2 additional nutrients, 1d | 325.9479 | Controlled for calories, macronutrients, ≥ 2 additional nutrients eg. sodium and calcium for duration of 3 days | CTRC Nutrition Core
N/A | N/A | 276507 | Metabolic Diet, level 2: with ≥ 2 additional nutrients, 3d | 802.8228 | Controlled for calories, macronutrients, ≥ 2 additional nutrients eg. sodium and calcium | CTRC Nutrition Core
N/A | N/A | 276506 | Metabolic Diet, level 3: Extra day, No planning, 1d | 176.6967 | Diets using repetition of already planned menus. Use only when exact same diet to be used for a subject more than once (1st diet period at above rates, subsequent visits at this rate) or more than 6 consecutive days of diet are requested (1st 6 days at above rates, subsequent days at this rate) | CTRC Nutrition Core
N/A | N/A | 281261 | Metabolic Diet, level 3: Extra day, No planning, 3d | 517.8789 | Diets using repetition of already planned menus. Use only when exact same diet to be used for a subject more than once (1st diet period at above rates, subsequent visits at this rate) or more than 6 consecutive days of diet are requested (1st 6 days at above rates, subsequent days at this rate) for duration of 3 days | CTRC Nutrition Core
N/A | N/A | 281220 | Metabolic Test meal | 108.7696 | Single meal planned to meet specific nutrient requirements | CTRC Nutrition Core
N/A | N/A | 281221 | Nutrition Core Counseling/instruction per hour | 125.6491 | Nutrition/weight management counseling, study-specific recipe or diet development, and extra time for any task listed or any new task | CTRC Nutrition Core
N/A | N/A | 281263 | Photographic diet record entry and analysis/1 day | 75.5754 | Data Entry/analysis of photographic one day diet record by trained staff in NDS-R software | CTRC Nutrition Core
N/A | N/A | 281264 | Photographic diet record entry and analysis/3 days | 141.1607 | Data Entry/analysis of photographic three day diet record by trained staff in NDS-R software | CTRC Nutrition Core
N/A | N/A | 281260 | Skinfold measurement, Nutrition Core, single site | 33.7239 | MAC: Mid Arm Circumference OR TSF: Triceps Skinfold OR BSF: Biceps Skinfold | CTRC Nutrition Core
N/A | N/A | 281257 | Snack, Standard | 39.5123 | Standard meal with up to three nutritionally equal options. Same meal options offered across all study subjects | CTRC Nutrition Core
N/A | N/A | 281256 | Waist Circumference (WC), Nutrition Core | 34.2168 | Adult or pediatric subjects | CTRC Nutrition Core
N/A | N/A | 276514 | Cardiopulmonary Exercise Testing (CPET) or Graded Exercise Stress Test (GXT) with Electrocardiogram (ECG) (maximal or submaximal) | visit core website | One EBA Core technician to assist with BP measurements (research team must provide clinician, if needed). | Energy Balance Assessment (EBA) Core
N/A | N/A | 276515 | Cardiopulmonary Exercise Testing (CPET) or Graded Exercise Stress Test (GXT) with no Electrocardiogram (ECG) (maximal or submaximal) | visit core website | One EBA Core technician to conduct test; no BP measurements during the test; cost for clinician supervision not included (research team must provide clinician, if needed). | Energy Balance Assessment (EBA) Core
N/A | N/A | 333011 | Dual- energy X-ray absorptiometry (DXA)-Spine | visit core website | Used to measure bone density and is a simple, quick and noninvasive scan. | Energy Balance Assessment (EBA) Core
N/A | N/A | 333012 | Dual-energy X-ray absorptiometry (DXA)-Femur | visit core website | Used to measure bone density and is a simple, quick and noninvasive scan. | Energy Balance Assessment (EBA) Core
N/A | N/A | 276516 | Dual-energy X-ray absorptiometry (DXA)-Total Body | visit core website | Used to measure body composition and is a simple, quick and noninvasive scan. | Energy Balance Assessment (EBA) Core
N/A | N/A | 276517 | High Resolution peripheral Quantitative Computer Tomography (HR-pQCT) | visit core website | The HR-pQCT imaging device assesses bone microarchitecture at the distal tibia and distal radius. | Energy Balance Assessment (EBA) Core
N/A | N/A | 276518 | Indirect calorimetry, Resting Metabolic Rate (RMR) | visit core website | Analyzes the amount of oxygen inhaled and the amount of carbon dioxide exhaled. This test helps determine the number of calories the body burns at rest. | Energy Balance Assessment (EBA) Core
N/A | N/A | 281222 | Whole Room Calorimeter for Adults/Children (technician provided by investigator) | visit core website | Allows studies to measure energy metabolism over longer durations under different circumstances. | Energy Balance Assessment (EBA) Core
N/A | N/A | 333013 | BALF Storage, NJH | 60 | not CAP/CLIA /not automated | National Jewish Core Lab | BAL supernatant | per subject | [6 empty] | As Requested | Frozen at -80C
N/A | N/A | 333014 | Bronchoalveolar Lavage (BAL) Processing, NJH | 332 | not CAP/CLIA /not automated | National Jewish Core Lab | BAL | per subject | [6 empty] | As Requested | Frozen at -80C
N/A | N/A | 276521 | Buffy Coat storage (per tube), NJH | 18.75 | not CAP/CLIA /not automated | National Jewish Core Lab | Whole blood (EDTA) | per tube | [6 empty] | As Requested | Frozen at- 80C
N/A | N/A | 380986 | CD4+ Cell Isolation | 199 | not CAP/CLIA /not automated | National Jewish Core Lab | PBMC or BAL | per sample |  |  |  | StemCell Technologies | Human CD4+ negative selection kit |  | As Requested | liquid nitrogen
N/A | N/A | 380985 | Cell Cryopreservation | 23.25 | not CAP/CLIA /not automated | National Jewish Core Lab | various cell types | per vial | [6 empty] | As Requested | liquid nitrogen
N/A | N/A | 281266 | Cell RNA extraction (batch of 12) | 124.5 | not CAP/CLIA /not automated | National Jewish Core Lab | various cell types | per sample |  |  |  | Qiagen | Qiagen |  | As Requested | Frozen at -80C
N/A | N/A | 281262 | Cell Staining (hema stain) for differential cell count | 17.5 | not CAP/CLIA /not automated | National Jewish Core Lab | BAL or PBMC | per sample | [6 empty] | As Requested | room temperature
N/A | N/A | 281265 | Cell Supernatant storage (per well) | 8.25 | not CAP/CLIA /not automated | National Jewish Core Lab | cell culture | per well | [6 empty] | As Requested | Frozen at -80C
N/A | N/A | N/A | Differential Cell Counts, NJH | 41.5 | not CAP/CLIA /not automated | National Jewish Core Lab | BAL, PBMC, Sputum | per slide | [6 empty] | As Requested | room temperature
N/A | N/A | N/A | DNA Extraction (batch of 12 samples) Paxgene | 124.5 | not CAP/CLIA /not automated | National Jewish Core Lab | whole blood | per sample |  |  |  | Qiagen | Qiagen PaxGene |  | As Requested | Frozen at -80C
N/A | N/A | N/A | Hourly Rate-lab supported admin, NJH (example:sample relabeling) | 124.5 | N/A | National Jewish Core Lab | [8 empty] | As Requested
N/A | N/A | N/A | Paxgene RNA Extractions (batch of 12 samples) | 124.5 | not CAP/CLIA /not automated | National Jewish Core Lab | whole blood | per sample |  |  |  | Qiagen | Qiagen paxgene |  | As Requested | Frozen at -80C
N/A | N/A | N/A | Sample processing (Serum or plasma isolation), NJH | 41.5 | not CAP/CLIA /not automated | National Jewish Core Lab | Whole blood | per sample | [6 empty] | As Requested | Frozen at -80C
N/A | N/A | N/A | Specimen Processing, PBMC, NJH | N/A | not CAP/CLIA /not automated | National Jewish Core Lab | whole blood | per sample |  |  |  | leucosep or SepMate |  |  | As Requested | liquid nitrogen or -80C if pellets
N/A | N/A | N/A | Sputum Processing, NJH | N/A | not CAP/CLIA /not automated | National Jewish Core Lab | sputum | per sample | [6 empty] | As Requested | Frozen at -80C
N/A | N/A | N/A | Whole Blood Storage (per tube), NJH | N/A | not CAP/CLIA /not automated | National Jewish Core Lab | whole blood | per tube | [6 empty] | As Requested | Frozen at -80C
Note on A268: Mande, Archana: Do not show these codes on website
Note on B268: Mande, Archana: Do not show these codes on the website

## MULTIPLEX INFORMATION
MULTIPLEXING CANNOT HAPPEN BETWEEN PLATFORMS (COLUMNS) | [5 empty] | THESE PRICES REFLECT MULTIPLEXING ASSAYS IN THE SAME COLUMN ONLY. MULTIPLEXING CANNOT HAPPEN BETWEEN PLATFORMS (COLUMNS)
Analyte | Luminex regular sensitive | Luminex high sensitive | Luminex angiogensis | Luminex ICAM/VCAM/eSel, pSel | Luminex XL | cytokine_plex | industry_funded-price
IL-1a |  |  |  |  | >10.4 pg/ml | Cytokine 1-plex | 80.97
IL-1beta | >11.2 pg/ml | >0.68 pg/ml |  |  | >3.4 pg/ml | Cytokine 2-plex | 99.99
IL-1ra | >32 pg/ml |  |  |  | >10.3 pg/ml | Cytokine 3-plex | 111.23
IL-2 | >32 pg/ml | >1.22 pg/ml |  |  | >3.4 pg/ml | Cytokine 4-plex | 123.58
IL-3 |  |  |  |  | >12.0 pg/ml | Cytokine 5-plex | 136.57
IL-4 | >17.2 pg/ml | >5.6 pg/ml |  |  | >1.1 pg/ml | Cytokine 6-plex | 148.94
IL-5 | >6 pg/ml | >0.68 pg/ml |  |  | >6.2 pg/ml | Cytokine 7-plex | 161.28
IL-6 | >8 pg/ml | >1.9 pg/ml |  |  | >9.2 pg/ml | Cytokine 8-plex | 173.63
IL-7 |  |  |  |  | >3.9 pg/ml | Cytokine 9-plex | 185.97
IL-8 | >11.2 pg/ml | >1.56 pg/ml |  |  | >2.2 pg/ml | Cytokine 10-plex | $198.01
IL-9 |  |  |  |  | >365.0 pg/ml
IL-10 | >12.4 pg/ml | >0.92 pg/ml |  |  | >61.1 pg/ml
IL-12p70 |  | >13.8 pg/ml |  |  | >12.8 pg/ml
IL-13 |  |  |  |  | >30.8 pg/ml
IL-15 |  |  |  |  | >4.6 pg/ml*
IL-17 | >12 pg/ml
IL-17A |  |  |  |  | >8.1 pg/ml
IL-17E |  |  |  |  | >35.6 pg/ml*
IL-22
IL-33 |  |  |  |  | >12.0 pg/ml
IFN-gamma | >8 pg/ml | >4.1 pg/ml |  |  | >0.5 pg/ml
TGF-alpha |  |  |  |  | >10.0 pg/ml
TNF-alpha | >8 pg/ml | >1.56 pg/ml |  |  | >11.4 pg/ml
TNF-beta |  |  |  |  | >1.6 pg/ml
G-CSF | >14 pg/ml |  |  |  | >18.8 pg/ml*
GM-CSF | >14 pg/ml | >0.78 pg/ml |  |  | >33.0 pg/ml*
VEGF | >8 pg/ml | >3.8 pg/ml | 2.1 pg/ml |  | >12.8 pg/ml
MIP-1 alpha | >72 pg/ml |  |  |  | >10.4 pg/mL
MIP-1 beta | >12 pg/ml |  |  |  | >96.0 pg/ml
MIP-3alpha |  |  |  |  | >4.4 pg/ml*
MIP-3beta |  |  |  |  | >7.8 pg/ml*
MCP-1 | >13.6 pg/ml |  |  |  | >4.1 pg/ml
Angiopoietin-1 |  |  | >32 pg/ml
Endostatin |  |  | >21 pg/ml
FGF acidic |  |  | >5.0 pg/ml
FGF basic |  |  |  |  | >19.2 pg/ml*
PDGF-AA |  |  | >3.6 pg/ml |  | >13.2 pg/ml*
PDGF-AB/BB |  |  |  |  | >13.8 pg/ml*
PD-L1/B7-H1 |  |  |  |  | >11.8 pg/ml*
PIGF |  |  | >3.8 pg/ml
Thrombospondin-2 |  |  | >85.2 pg/ml
ICAM |  |  |  | >240 pg/ml
sVCAM |  |  |  | >1086 pg/ml
sE-Selectin |  |  |  | >74.9 pg/ml
sP-Selectin |  |  |  | >55.8 pg/ml
CD40 ligand TNFSF5 |  |  |  |  | >960.0 pg/ml*
Eotaxin CCL11 |  |  |  |  | >63.2 pg/ml*
EGF |  |  |  |  | >13.4 pg/ml*
Flt-3 ligand |  |  |  |  | >43.8 pg/ml*
Granzyme B |  |  |  |  | >15.0 pg/ml*
GRO-alpha |  |  |  |  | >115.2 pg/ml*
GRO-beta |  |  |  |  | >19.8 pg/ml*
IFN-a2 |  |  |  |  | >4.4 pg/ml
IFN-b |  |  |  |  | >1.7 pg/ml
IP-10 |  |  |  |  | >2.7 pg/ml
RANTES | > 120 pg/ml |  |  |  | >316.0 pg/ml
TRAIL |  |  |  |  | >48.0 pg/ml*
The multiplex assay is modular, allowing any analytes within the same column to be combined into one panel, creating a "plex".

## UCH CTRC Laboratory Services (hidden)
Investigator-Initiated (IIT) Pricing
|  | #REF! | #REF!
(FY22 July 1, 2021 thru June 30, 2022)
PLEASE BUDGET FOR AN APPROXIMATE PRICE INCREASE OF 6% EACH YEAR OF STUDY PROGRESSION
iLAB CODE | UCH CTRC LABORATORY SERVICES | PRICE | INCLUDES
265215 | A1C (Hemoglobin A1C) | 21.23 | ▪ Reagents/Supplies, CTRC personnel, LIS data entry
265223 | Adiponectin | 14.07 | ▪ Reagents/Supplies, CTRC personnel, LIS data entry
265224 | Albumin | 6.23 | ▪ Reagents/Supplies, CTRC personnel, LIS data entry
265227 | Angiotensin II | 80.92 | ▪ Reagents/Supplies, CTRC personnel, LIS data entry
265232 | Cholesterol | 6.25 | ▪ Reagents/Supplies, CTRC personnel, LIS data entry
265233 | Cortisol, serum/plasma | 10.21 | ▪ Reagents/Supplies, CTRC personnel, LIS data entry
265234 | Cortisol, urine | 10.21 | ▪ Reagents/Supplies, CTRC personnel, LIS data entry
265235 | C-Peptide | 19.76 | ▪ Reagents/Supplies, CTRC personnel, LIS data entry
265236 | C-Reactive Protein (CRP-hs) | 11.45 | ▪ Reagents/Supplies, CTRC personnel, LIS data entry
265238 | Creatinine, serum/plasma | 7.97 | ▪ Reagents/Supplies, CTRC personnel, LIS data entry
265239 | Creatinine, urine | 8.2 | ▪ Reagents/Supplies, CTRC personnel, LIS data entry
265241 | Cystatin C | 10.65 | ▪ Reagents/Supplies, CTRC personnel, LIS data entry
265243 | DHEA | 15.34 | ▪ Reagents/Supplies, CTRC personnel, LIS data entry
265244 | DHEA-S | 11.96 | ▪ Reagents/Supplies, CTRC personnel, LIS data entry
265245 | Endothelin-1 | 45.4 | ▪ Reagents/Supplies, CTRC personnel, LIS data entry
265247 | Epinephrine | 30 | ▪ Reagents/Supplies, CTRC personnel, LIS data entry
265249 | Estradiol | 11.52 | ▪ Reagents/Supplies, CTRC personnel, LIS data entry
265252 | Estrone | 17.38 | ▪ Reagents/Supplies, CTRC personnel, LIS data entry
265253 | Follicle Stimulating Hormone (FSH) | 10.52 | ▪ Reagents/Supplies, CTRC personnel, LIS data entry
265255 | Free Fatty Acid | 10.12 | ▪ Reagents/Supplies, CTRC personnel, LIS data entry
265258 | Ghrelin, Total | 14.36 | ▪ Reagents/Supplies, CTRC personnel, LIS data entry
265261 | GLP-1 (total, 7-36 and 9-36) | 30.23 | ▪ Reagents/Supplies, CTRC personnel, LIS data entry
265263 | Glucagon | 11.66 | ▪ Reagents/Supplies, CTRC personnel, LIS data entry
265264 | Glucose | 6.26 | ▪ Reagents/Supplies, CTRC personnel, LIS data entry
265266 | Glutathione Peroxidase | 10.6 | ▪ Reagents/Supplies, CTRC personnel, LIS data entry
265267 | Glycerol | 10.21 | ▪ Reagents/Supplies, CTRC personnel, LIS data entry
265268 | Growth Hormone | 12.36 | ▪ Reagents/Supplies, CTRC personnel, LIS data entry
265272 | HDL-C, direct | 9.38 | ▪ Reagents/Supplies, CTRC personnel, LIS data entry
282560 | Hematocrit | 6.09 | ▪ Reagents/Supplies, CTRC personnel, LIS data entry
265273 | IL-6 (Interleukin-6) | 29.66 | ▪ Reagents/Supplies, CTRC personnel, LIS data entry
265275 | Insulin | 10.07 | ▪ Reagents/Supplies, CTRC personnel, LIS data entry
270697 | Insulin - endo | 11.54 | ▪ Reagents/Supplies, CTRC personnel, LIS data entry
265276 | Lactate | 9.2 | ▪ Reagents/Supplies, CTRC personnel, LIS data entry
265277 | LDL-C, direct | 10.49 | ▪ Reagents/Supplies, CTRC personnel, LIS data entry
265278 | Leptin | 10.67 | ▪ Reagents/Supplies, CTRC personnel, LIS data entry
265908 | Lipids(Cholesterol, HDL, Triglyceride) | 21.9 | ▪ Reagents/Supplies, CTRC personnel, LIS data entry
265279 | Luteinizing Hormone (LH) | 10.47 | ▪ Reagents/Supplies, CTRC personnel, LIS data entry
355948 | Melatonin | 23.09 | ▪ Reagents/Supplies, CTRC personnel, LIS data entry
265280 | Norepinephrine, plasma | 30 | ▪ Reagents/Supplies, CTRC personnel, LIS data entry
265281 | Oxidized-LDL (Oxi-LDL) | 36.09 | ▪ Reagents/Supplies, CTRC personnel, LIS data entry
265283 | Progesterone | 11.17 | ▪ Reagents/Supplies, CTRC personnel, LIS data entry
265284 | Prolactin | 12.06 | ▪ Reagents/Supplies, CTRC personnel, LIS data entry
265909 | PTH-Intact | 14.35 | ▪ Reagents/Supplies, CTRC personnel, LIS data entry
265927 | Pyrogen | 95.91 | ▪ Reagents/Supplies, CTRC personnel, LIS data entry
265928 | PYY | 15.33 | ▪ Reagents/Supplies, CTRC personnel, LIS data entry
265287 | Sample Processing | 8.38 | ▪ Routine Supplies
335181 | Sample Processing (Industry) | 10.48 | ▪ Routine Supplies
293572 | Sample Storage | 10 | ▪ -80°C Monitored Freezer Storage (each box per month)
265288 | Sex Hormone Binding Globulin (SHBG) | 14.07 | ▪ Reagents/Supplies, CTRC personnel, LIS data entry
265290 | T4, Free | 11.07 | ▪ Reagents/Supplies, CTRC personnel, LIS data entry
265291 | Testosterone | 10.69 | ▪ Reagents/Supplies, CTRC personnel, LIS data entry
265292 | Thyroid Stimulating Hormone (TSH) | 11.53 | ▪ Reagents/Supplies, CTRC personnel, LIS data entry
265294 | TNF-a (Tumor Necrosis Factor-alpha) | 25.6 | ▪ Reagents/Supplies, CTRC personnel, LIS data entry
265295 | Total Antioxidant Status (TAS) | 16.82 | ▪ Reagents/Supplies, CTRC personnel, LIS data entry
265296 | Total T3 | 9.88 | ▪ Reagents/Supplies, CTRC personnel, LIS data entry
265297 | Total T4 | 11.07 | ▪ Reagents/Supplies, CTRC personnel, LIS data entry
265299 | Triglyceride | 6.27 | ▪ Reagents/Supplies, CTRC personnel, LIS data entry
FY22 |  |  | Revised 04/01/2021 psa
Yellow highlights are potential charges that may be incurred; study teams are responsible for all services provided

## Pricing Industry-Initiated (hidden)
Industry Initiated Study
| NEW CTRC SIM CODES | EXISTING CTO SIM CODES | 2015 UCH CTRC NURSING PROCEDURES/SERVICES (Effective 7/1/2015) | Suppplies Only | CTO Bundled Price (Supplies & CTRC Nursing Support)
1 | N/A | pending | ADMINISTRATIVE - IP ADMISSION/DISCHARGE FEE | 0 | 111.6
2 | pending | pending | ADMINISTRATIVE - SCHEDULING FEE (FOR ALL SUBJECTS) | 0 | 15.5 | Admin time to set up visit it EPIC and schedule staff
3 | N/A | pending | ADMINISTRATIVE - IP CANCELLATION CHARGE W/O 3 DAY NOTICE | 0 | 250
4 | N/A | pending | ADMINISTRATIVE - OP CANCELLATION CHARGE W/O 24 HR NOTICE | 0 | 100
5 | pending | pending | ADMINISTRATIVE - UNSCHEDULED VISIT CHARGE | 0 | 77.5
14 | pending | 1640 | AFTERHOURS BLOOD DRAW - PER HOUR (After 5pm Weekdays or Anytime on Weekends) | 2.25 | 66 | Includes supplies/1 hr of nursing support/EPIC charting
6 | pending | pending | ANTHROPOMETRICS (HT, WT, CIRCUMFERENCE) | 0 | 17.05 | Includes 15 min nursing support/EPIC charting
7 | pending | pending | BIOPSY - FAT (DONE BY CTRC PA/NP - SUPPLIES/30 MIN PA/NP) | 36.25 | 124.39 | Includes supplies/30 min phys asst support/EPIC charting
8 | pending | pending | BIOPSY - FAT (DONE BY STUDY TEAM - SUPPLIES/30 MIN CTRC NURSING) | 36.25 | 102.3 | Includes supplies/30 min of nursing support/EPIC charting
9 | pending | pending | BIOPSY - FAT & MUSCLE (DONE BY CTRC PA/NP - SUPPLIES/45 MIN PA/NP) | 58.5 | 226.69 | Includes supplies/45 min phys asst support/EPIC charting
10 | pending | pending | BIOPSY - FAT & MUSCLE (DONE BY STUDY TEAM - SUPPLIES/45 MIN NURSING) | 58.5 | 181.35 | Includes supplies/45 min of nursing support/EPIC charting
11 | pending | 1599 | BIOPSY - LIVER (DONE BY STUDY TEAM - SUPPLIES/2 HR NURSING) | 24.25 | 367.74 | Includes supplies/2 hrs of nursing support/EPIC charting
12 | pending | 1699 | BIOPSY - MUSCLE (DONE BY CTRC PA/NP - SUPPLIES & 45 MIN PA/NP) | 36.25 | 156.55 | Includes supplies/45 min phys asst support/EPIC charting
13 | pending | pending | BIOPSY - MUSCLE (DONE BY STUDY TEAM - SUPPLIES & 45 MIN NURSING) | 36.25 | 122.84 | Includes supplies/45 min of nursing support/EPIC charting
14 | pending | 1640 | BLOOD DRAW - AFTERHOURS PER HOUR (After 5pm Weekdays or Anytime on Weekends) | 2.25 | 66 | Includes supplies/1 hr of nursing support/EPIC charting
15 | pending | pending | BLOOD DRAW - DONOR UNIT | 9 | 76.34 | Includes supplies/45 min. of nursing support/EPIC charting
16 | pending | 1625 | BLOOD DRAW - IV (PER DRAW) | 0.5 | 14.71 | Includes supplies/5 min of nursing support/EPIC charting
17 | pending | 1624 | BLOOD DRAW - PORT OR CENTRAL LINE DRAW (PER DRAW) | 14.5 | 85 | Includes supplies/30 min of nursing support/EPIC charting
18 | pending | 1623 | BLOOD DRAW - VENIPUNCTURE (PER DRAW) | 2.25 | 30.57 | Includes supplies/15 min of nursing support/EPIC charting
19 | pending | pending | BREATH OR HAIR SAMPLE COLLECTION (PER SITE AND/OR TIMEPOINT) | 1 | 15.5 | Includes supplies/10 min of nursing support/EPIC charting
20 | pending | pending | BRONCHOSCOPY (DONE BY STUDY TEAM - SUPPLIES & 3 HRS NURSING) | 87 | 372.78 | Includes supplies/3 hrs of nursing support/EPIC charting
21 | pending | pending | CELL COLLECTION - ENDOTHELIAL | 17.75 | 152.68 | Includes supplies/1.5 hrs of nursing support/EPIC charting
22 | pending | pending | CELL COLLECTION - NASAL, THROAT, SKIN | 0.5 | 20.93 | Includes supplies/15 min of nursing support/EPIC charting
23 | pending | pending | CLAMP - UP TO 3 HRS (INCLUDES IV's) | 67.25 | 440.98 | Includes IV start/supplies/4 hrs nursing support/EPIC charting
24 | pending | pending | CLAMP - EACH ADD'L HR BEYOND 3 HRS | 12 | 81.76 | Includes supplies/1 hr nursing support/EPIC charting
25 | pending | 1629 | ECG - 12 LEAD (SERIAL UP TO 3, NO INTERPRETATION) | 2 | 85 | Includes supplies/20 min of nursing support/EPIC charting
26 | pending | 1628 | ECG - 12 LEAD (SINGLE, NO INTERPRETATION) | 2 | 61 | Includes supplies/15 min of nursing support/EPIC charting
21 | pending | pending | ENDOTHELIAL CELL COLLECTION | 17.75 | 152.68 | Includes supplies/1.5 hrs of nursing support/EPIC charting
7 | pending | pending | FAT BIOPSY (DONE BY CTRC PA/NP - SUPPLIES/30 MIN PA/NP) | 36.25 | 124.39 | Includes supplies/30 min phys asst support/EPIC charting
8 | pending | pending | FAT BIOPSY (DONE BY STUDY TEAM - SUPPLIES/30 MIN CTRC NURSING) | 36.25 | 102.3 | Includes supplies/30 min of nursing support/EPIC charting
9 | pending | pending | FAT & MUSCLE BIOPSY (DONE BY CTRC PA/NP - SUPPLIES/45 MIN PA/NP) | 58.5 | 226.69 | Includes supplies/45 min phys asst support/EPIC charting
10 | pending | pending | FAT & MUSCLE BIOPSY (DONE BY STUDY TEAM - SUPPLIES/45 MIN NURSING) | 58.5 | 181.35 | Includes supplies/45 min of nursing support/EPIC charting
27 | pending | pending | GLUCOMETER (PER SAMPLE) | 1.25 | 15.63 | Includes supplies/10 min of nursing support/EPIC charting
28 | pending | 1633 | GXT (GRADED EXERCISE TESTING/STRESS TREADMILL/VO2 MAX - DONE BY PA/NP) | 13.55 | 238.94
29 | pending | 1688 | H&P (DONE BY PA/NP) | 0 | 56.28
| pending |  | HEIGHT, WEIGHT, CIRCUMFERENCE (ANTHROPOMETRICS) | 0 | 17.05 | Includes 15 min nursing support/EPIC charting
30 | pending | pending | HOLTOR MONITOR PLACEMENT & REMOVAL | 1 | 29.06 | Includes supplies/20 min of nursing support/EPIC charting
31 | pending | pending | INFUSION - CHEMO, 1ST HR | 49.5 | 214 | Includes supplies/1 hr of nursing support/EPIC charting
32 | pending | 1619 | INFUSION - NON-CHEMO, 1ST HR | 20.25 | 150 | Includes supplies/1 hr of nursing support/EPIC charting
33 | pending | 1621 | INFUSION - EA ADDL HR (CHEMO & NON-CHEMO) | 0 | 88 | Includes 1 hr nursing support/EPIC charting
34 | pending | pending | INTRAOCULAR PRESSURE (IOP, PER MEASUREMENT) | 0.25 | 26.52 | Includes supplies/15 min of nursing support/EPIC charting
35 | pending | 1630 | IVGTT (IV GLUCOSE TOLERANCE TEST) | 46.5 | 360.06 | Includes supplies/4 hrs of nursing support/EPIC charting
36 | pending | pending | IV START | 5.5 | 29.84 | Includes supplies/15 min of nursing support/EPIC charting
11 | pending | 1599 | LIVER BIOPSY (DONE BY STUDY TEAM - SUPPLIES/2 HR NURSING) | 24.25 | 367.74 | Includes supplies/2 hrs of nursing support/EPIC charting
37 | pending | pending | MEDICATION ADMINISTRATION - IV | 0.75 | 41.85 | Includes supplies/30 min of nursing support/EPIC charting
38 | pending | pending | MEDICATION ADMINISTRATION - ORAL, IM, SUB-Q | 0.5 | 21.31 | Includes supplies/15 min of nursing support/EPIC charting
39 | pending | 1594 | MOBILE NURSING (PER 15 MIN) | 0 | 17.5 | Includes 1 hr nursing support/EPIC charting
40 | pending | 1632 | MMTT (MIXED MEAL TOLERANCE TEST) | 62.5 | 240.04 | Includes IV start/supplies/45 min nursing support/EPIC charting
12 | pending | 1699 | MUSCLE BIOPSY (DONE BY CTRC PA/NP - SUPPLIES & 45 MIN PA/NP) | 36.25 | 156.55 | Includes supplies/45 min phys asst support/EPIC charting
13 | pending | pending | MUSCLE BIOPSY (DONE BY STUDY TEAM - SUPPLIES & 45 MIN NURSING) | 36.25 | 122.84 | Includes supplies/45 min of nursing support/EPIC charting
22 | pending | pending | NASAL CELL COLLECTION | 0.25 | 20.93 | Includes supplies/15 min of nursing support/EPIC charting
41 | pending | 1631 | OGTT (ORAL GLUCOSE TOLERANCE TEST, INCLUDES IV START) | 20.25 | 150 | Includes supplies/1 hr of nursing support/EPIC charting
42 | pending | 1684 | PA/NP TIME (PER 15 MIN) | 0 | 28.67 | Includes 15 min phys asst support/EPIC charting
| pending |  | PREG TEST - URINE | 2.5 | 17.44 | Includes supplies/10 min of nursing support/EPIC charting
17 | pending | 1624 | PORT OR CENTRAL LINE BLOOD DRAW (PER DRAW) | 14.5 | 85 | Includes supplies/30 min of nursing support/EPIC charting
43 | pending | 1626 | PULSE OX - SINGLE | 0 | 15.5 | Includes supplies/10 min of nursing support/EPIC charting
44 | pending | pending | RN TIME (PER 15 MIN) | 0 | 17.05 | Includes 15 min nursing support/EPIC charting
45 | pending | 1636 | ROOM RATE - CAL ROOM (PER OVERNIGHT VISIT) | 0 | 1200
46 | pending | 1635 | ROOM RATE - CAL ROOM (PER SINGLE DAY VISIT, NOT OVERNIGHT) | 0 | 120.02
47 | N/A | 1604 | ROOM RATE - INPATIENT SHORT STAY (UP TO 4 HRS) | 0 | 170.97
48 | N/A | 1605 | ROOM RATE - INPATIENT SHORT STAY (5 TO 13 HRS) | 0 | 558.19
49 | N/A | 1600 | ROOM RATE - INPATIENT MED SURG (OVER 13 HRS) | 0 | 1029.21
50 | N/A | 1596 | ROOM RATE - OUTPATIENT PHLEBOTOMY CHAIR | 0 | 16.99
51 | N/A | 1609 | ROOM RATE - OUTPATIENT EXAM RM (UP TO 30 MIN) | 0 | 56
52 | N/A | 1613 | ROOM RATE - OUTPATIENT EXAM RM (31-60 MIN) | 0 | 112
53 | N/A | 1615 | ROOM RATE - OUTPATIENT EXAM RM (61-120 MIN) | 0 | 224
54 | N/A | 1607 | ROOM RATE - TELE MONITOR (PER HR) | 0 | 60.01
55 | pending | 1691 | SAMPLE PROCESS PER DRAW | 1 | 7.18 | Includes supplies/processing/sample storage prior to analysis
56 | pending | 1641 | SUPPLIES - LOW (ROOM ONLY - Venipuncture, ECG, Injection, Urine Sample, Preg Test) | 10 | 36.23 | ROOM ONLY - Venipuncture, ECG, Injection, Urine Sample, Preg Test
57 | pending | 1642 | SUPPLIES - MOD (ROOM ONLY - GXT, Cell collection) | 25 | 72.46 | ROOM ONLY - GXT, Cell collection
58 | pending | 1643 | SUPPLIES - HIGH (ROOM ONLY - Biopsies) | 50 | 107.56 | ROOM ONLY - Biopsies
59 | pending | 1692 | TB INJECTION & READ | 0.5 | 45.35 | Includes supplies/30 min of nursing support/EPIC charting
22 | pending | pending | SKIN CELL COLLECTION | 0.25 | 20.93 | Includes supplies/15 min of nursing support/EPIC charting
22 | pending | pending | THROAT CELL COLLECTION | 0.25 | 20.93 | Includes supplies/15 min of nursing support/EPIC charting
60 | pending | 1698 | URINE COLLECTION | 0.5 | 22.3 | Includes supplies/10 min of nursing support/EPIC charting
61 | pending | pending | URINE PREG TEST | 2.5 | 17.44 | Includes supplies/10 min of nursing support/EPIC charting
| pending |  | VENIPUNCTURE | 2.25 | 30.57 | Includes supplies/15 min of nursing support/EPIC charting
62 | pending | pending | VITALS (BP, PULSE, RESP, TEMP, O2 SAT) | 0 | 17.05 | Includes supplies/15 min of nursing support/EPIC charting
Janinie will charge for all bionutrition so no need to inclulde
| H:\Pam\SIM Code Creation Process\My updates to Existing CTO Pricing Structure 2015 | H:\Pam\SIM Code Creation Process\My updates to Existing CTO Pricing Structure 2015
tab: clean list with 55% markup